## List1
HER data base ID | Manufacturer | Product type / name | Product description (English) | Lighting efficiency [lm/W] | Capacity [W] | Lightin power [lm]: | Color/lighting temperature [Ra] | Color Rendering Index [CRI]:
L_1 | V-TAC EUROPE | LED MODULE 0.24W SMD2835 GREEN IP68 | LED Module 0.24W SMD2835 Green IP68 | 92 | 0 |  | 80
L_2 | V-TAC EUROPE | LED MODULE 0.24W SMD2835 BLUE IP68 | LED Module 0.24W SMD2835 Blue IP68 | 92 | 0 |  | 80
L_3 | V-TAC EUROPE | LED MODULE 0.24W SMD2835 YELLOW IP68 | LED Module 0.24W SMD2835 Yellow IP68 | 92 | 0 |  | 80
L_4 | V-TAC EUROPE | LED MODULE 0.24W SMD2835 RED IP68 | LED Module 0.24W SMD2835 Red IP68 | 92 | 0 |  | 80
L_5 | V-TAC EUROPE | LED MODULE 0.24W SMD2835 6000K IP68 | LED Module 0.24W SMD2835 6000K IP68 | 92 | 0 | 6000 | 80
L_6 | V-TAC EUROPE | LED MODULE 0.24W SMD2835 3000K IP68 | LED Module 0.24W SMD2835 3000K IP68 | 92 | 0 | 3000 | 80
L_7 | V-TAC EUROPE | LED MODULE 1.44W 4LED SMD2835 GREEN IP68 | LED Module 1.44W 4LED SMD2835 Green IP68 | 94 | 1 | - | 80
L_8 | V-TAC EUROPE | LED MODULE 1.44W 4LED SMD2835 BLUE IP68 | LED Module 1.44W 4LED SMD2835 Blue IP68 | 94 | 1 | - | 80
L_9 | V-TAC EUROPE | LED MODULE 1.44W 4LED SMD2835 RED IP68 | LED Module 1.44W 4LED SMD2835 Red IP68 | 94 | 1 |  | 80
L_10 | V-TAC EUROPE | LED MODULE 1.44W 4LED SMD2835 6000K IP68 | LED Module 1.44W 4LED SMD2835 6000K IP68 | 94 | 1 | 6000 | 80
L_11 | V-TAC EUROPE | LED MODULE 1.44W 4LED SMD2835 3000K IP68 | LED Module 1.44W 4LED SMD2835 3000K IP68 | 94 | 1 | 3000 | 80
L_12 | V-TAC EUROPE | LED MODULE 1.5W 3LED SMD2835 GREEN IP67 | LED Module 1.5W 3LED SMD2835 Green IP67 | 94 | 2 | - | 80
L_13 | V-TAC EUROPE | LED MODULE 1.5W 3LED SMD2835 BLUE IP67 | LED Module 1.5W 3LED SMD2835 Blue IP67 | 80 | 2 | - | 80
L_14 | V-TAC EUROPE | LED MODULE 1.5W 3LED SMD2835 RED IP67 | LED Module 1.5W 3LED SMD2835 Red IP67 | 80 | 2 | - | 80
L_15 | V-TAC EUROPE | LED MODULE 1.5W 3LED SMD2835 6000K IP67 | LED Module 1.5W 3LED SMD2835 6000K IP67 | 80 | 2 | 6000 | 80
L_16 | V-TAC EUROPE | LED MODULE 1.5W 3LED SMD2835 3000K IP67 | LED Module 1.5W 3LED SMD2835 3000K IP67 | 80 | 2 | 3000 | 80
L_17 | V-TAC EUROPE | 4W LED TABLE LAMP BLACK | 4W LED Table Lamp Black | 138 | 4 | 4000 | 80
L_18 | V-TAC EUROPE | 4W LED TABLE LAMP WHITE + GOLD | 4W LED Table Lamp White + Gold | 138 | 4 | 4000 | 80
L_19 | V-TAC EUROPE | 4W LED TABLE LAMP WHITE + SILVER | 4W LED Table Lamp White + Silver | 138 | 4 | 4000 | 80
L_20 | V-TAC EUROPE | 150W LED HIGH BAY UFO BLACK BODY 6000K | 150W LED High Bay UFO Black Body 6000K | 80 | 150 | 6000 | 80
L_21 | V-TAC EUROPE | 150W LED HIGH BAY UFO BLACK BODY 4500K | 150W LED High Bay UFO Black Body 4500K | 80 | 150 | 4500 | 80
L_22 | V-TAC EUROPE | 100W LED HIGH BAY UFO BLACK BODY 4500K | 100W LED High Bay UFO Black Body 4500K | 80 | 100 | 4500 | 80
L_23 | V-TAC EUROPE | 100W LED HIGH BAY UFO A++ MEANWELL 6400K 5 YEAR WARRANTY ЧЕРНО ТЯЛО | 100W LED High Bay UFO A++ Meanwell 6400K 5 Year Warranty Черно Тяло | 120 | 100 | 6400 | 80
L_24 | V-TAC EUROPE | 100W LED HIGH BAY UFO A++ MEANWELL 4500K 5 YEAR WARRANTY ЧЕРНО ТЯЛО | 100W LED High Bay UFO A++ Meanwell 4500K 5 Year Warranty Черно Тяло | 120 | 100 | 4500 | 80
L_25 | V-TAC EUROPE | 50W LED HIGH BAY UFO A++ MEANWELL 6000K 5 YEAR WARRANTY - NEW | 50W LED High Bay UFO A++ Meanwell 6000K 5 Year Warranty - NEW | 80 | 50 | 6000 | 80
L_26 | V-TAC EUROPE | 50W LED HIGH BAY UFO A++ MEANWELL 4500K 5 YEAR WARRANTY - NEW | 50W LED High Bay UFO A++ Meanwell 4500K 5 Year Warranty - NEW | 80 | 50 | 4500 | 80
L_27 | V-TAC EUROPE | 150W LED HIGH BAY CREE CHIP & MEANWELL 5000K /INCL. COVER 120 DEGREE/ | 150W LED High Bay CREE Chip & MEANWELL 5000K /incl. Cover 120 degree/ | 90 | 150 | 5000 | 80
L_28 | V-TAC EUROPE | 200W LED SMD HIGH BAY UFO 6400K 90° | 200W LED SMD High Bay UFO 6400K 90° | 80 | 200 | 6400 | 80
L_29 | V-TAC EUROPE | 200W LED SMD HIGH BAY UFO 4000K 90° | 200W LED SMD High Bay UFO 4000K 90° | 80 | 200 | 4000 | 80
L_30 | V-TAC EUROPE | 200W LED SMD HIGH BAY UFO 6000K 120° | 200W LED SMD High Bay UFO 6000K 120° | 80 | 200 | 6000 | 80
L_31 | V-TAC EUROPE | 200W LED SMD HIGH BAY UFO 4000K 120° | 200W LED SMD High Bay UFO 4000K 120° | 80 | 200 | 4000 | 80
L_32 | V-TAC EUROPE | 150W LED SMD HIGH BAY UFO 6000K 90° | 150W LED SMD High Bay UFO 6000K 90° | 80 | 150 | 6000 | 80
L_33 | V-TAC EUROPE | 150W LED SMD HIGH BAY UFO 4000K 90° | 150W LED SMD High Bay UFO 4000K 90° | 80 | 150 | 4000 | 80
L_34 | V-TAC EUROPE | 150W LED SMD HIGH BAY UFO 6400K 120° | 150W LED SMD High Bay UFO 6400K 120° | 80 | 150 | 6400 | 80
L_35 | V-TAC EUROPE | 150W LED SMD HIGH BAY UFO 4000K 120° | 150W LED SMD High Bay UFO 4000K 120° | 80 | 150 | 4000 | 80
L_36 | V-TAC EUROPE | 100W LED SMD HIGH BAY UFO WHITE BODY 4000K 120° | 100W LED SMD High Bay UFO White Body 4000K 120° | 80 | 100 | 4000 | 80
L_37 | V-TAC EUROPE | 100W LED SMD HIGH BAY UFO WHITE BODY 3000K 120° | 100W LED SMD High Bay UFO White Body 3000K 120° | 80 | 100 | 3000 | 80
L_38 | V-TAC EUROPE | 100W LED SMD HIGH BAY UFO 6000K 90° | 100W LED SMD High Bay UFO 6000K 90° | 80 | 100 | 6000 | 80
L_39 | V-TAC EUROPE | 100W LED SMD HIGH BAY UFO 4000K 90° | 100W LED SMD High Bay UFO 4000K 90° | 80 | 100 | 4000 | 80
L_40 | V-TAC EUROPE | 100W LED SMD HIGH BAY UFO 6000K 120° | 100W LED SMD High Bay UFO 6000K 120° | 80 | 100 | 6000 | 80
L_41 | V-TAC EUROPE | 100W LED SMD HIGH BAY UFO 4000K 120° | 100W LED SMD High Bay UFO 4000K 120° | 80 | 100 | 4000 | 80
L_42 | V-TAC EUROPE | 50W LED SMD HIGH BAY UFO WHITE BODY 6400K 120° | 50W LED SMD High Bay UFO White Body 6400K 120° | 124 | 50 | 6400 | 80
L_43 | V-TAC EUROPE | 50W LED SMD HIGH BAY UFO WHITE BODY 4000K 120° | 50W LED SMD High Bay UFO White Body 4000K 120° | 124 | 50 | 4000 | 80
L_44 | V-TAC EUROPE | 50W LED SMD HIGH BAY UFO WHITE BODY 3000K 120° | 50W LED SMD High Bay UFO White Body 3000K 120° | 124 | 50 | 3000 | 80
L_45 | V-TAC EUROPE | 50W LED SMD HIGH BAY UFO 6400K 120° | 50W LED SMD High Bay UFO 6400K 120° | 124 | 50 | 6400 | 80
L_46 | V-TAC EUROPE | 50W LED SMD HIGH BAY UFO 4000K 120° | 50W LED SMD High Bay UFO 4000K 120° | 124 | 50 | 4000 | 80
L_47 | V-TAC EUROPE | 50W LED SMD HIGH BAY UFO 6400K 90° | 50W LED SMD High Bay UFO 6400K 90° | 124 | 50 | 6400 | 80
L_48 | V-TAC EUROPE | 50W LED SMD HIGH BAY UFO 4000K 90° | 50W LED SMD High Bay UFO 4000K 90° | 124 | 50 | 4000 | 80
L_49 | V-TAC EUROPE | 1.5W LED SOLAR WALL LIGHT 4000K+4000K BLACK+BLACK BODY | 1.5W LED Solar Wall Light 4000K+4000K Black+Black Body | 133 | 100 | 4000 | 80
L_50 | V-TAC EUROPE | 1.5W LED SOLAR WALL LIGHT 4000K+4000K WHITE+BLACK BODY | 1.5W LED Solar Wall Light 4000K+400K White+Black Body | 133 | 2 | 4000 | 80
L_51 | V-TAC EUROPE | 1.5W LED SOLAR WALL LIGHT 4000K+3000K BLACK+BLACK BODY | 1.5W LED Solar Wall Light 4000K+3000K Black+Black Body | 133 | 2 | 4000 | 80
L_52 | V-TAC EUROPE | 1.5W LED SOLAR WALL LIGHT 4000K+3000K WHITE+BLACK BODY | 1.5W LED Solar Wall Light 4000K+3000K White+Black Body | 133 | 2 | 4000 | 80
L_53 | V-TAC EUROPE | 3W LED SOLAR WALL LIGHT 3000K+4000K WHITE+BLACK BODY | 3W LED Solar Wall Light 3000K+4000K White+Black Body | 133 | 3 | 4000 | 80
L_54 | V-TAC EUROPE | 150W SMD STREET LAMP GREY BODY 6400K | 150W SMD Street Lamp Grey Body 6400K | 80 | 150 | 6400 | 70
L_55 | V-TAC EUROPE | 150W SMD STREET LAMP GREY BODY 4000K | 150W SMD Street Lamp Grey Body 4000K | 80 | 150 | 4000 | 70
L_56 | V-TAC EUROPE | 120W SMD STREET LAMP GREY BODY 6400K | 120W SMD Street Lamp Grey Body 6400K | 80 | 120 | 6400 | 70
L_57 | V-TAC EUROPE | 120W SMD STREET LAMP GREY BODY 4000K | 120W SMD Street Lamp Grey Body 4000K | 80 | 120 | 4000 | 70
L_58 | V-TAC EUROPE | 120W SMD STREET LAMP A++ 120LM/W 6000K | 120W SMD Street Lamp A++ 120LM/W 6000K | 124 | 120 | 6000 | 70
L_59 | V-TAC EUROPE | 120W SMD STREET LAMP A++ 120LM/W 4500K | 120W SMD Street Lamp A++ 120LM/W 4500K | 124 | 120 | 4500 | 70
L_60 | V-TAC EUROPE | 100W SMD STREET LAMP A++ 120LM/W 6000K | 100W SMD Street Lamp A++ 120LM/W 6000K | 124 | 100 | 6000 | 70
L_61 | V-TAC EUROPE | 100W SMD STREET LAMP A++ 120LM/W 4500K | 100W SMD Street Lamp A++ 120LM/W 4500K | 124 | 100 | 4500 | 70
L_62 | V-TAC EUROPE | 50W SMD STREET LAMP WITH PHOTO CELL SENSOR GREY BODY 6400K | 50W SMD Street Lamp With Photo Cell Sensor Grey Body 6400K | 80 | 50 | 6400 | 70
L_63 | V-TAC EUROPE | 50W SMD STREET LAMP WITH PHOTO CELL SENSOR GREY BODY 4000K | 50W SMD Street Lamp With Photo Cell Sensor Grey Body 4000K | 80 | 50 | 4000 | 70
L_64 | V-TAC EUROPE | 50W SMD STREET LAMP GREY BODY 6000K | 50W SMD Street Lamp Grey Body 6000K | 80 | 50 | 6000 | 70
L_65 | V-TAC EUROPE | 50W SMD STREET LAMP GREY BODY 4000K | 50W SMD Street Lamp Grey Body 4000K | 80 | 50 | 4000 | 70
L_66 | V-TAC EUROPE | 50W SMD STREET LAMP A++ 120LM/W 6000K | 50W SMD Street Lamp A++ 120LM/W 6000K | 124 | 50 | 6000 | 70
L_67 | V-TAC EUROPE | 50W SMD STREET LAMP A++ 120LM/W 4500K | 50W SMD Street Lamp A++ 120LM/W 4500K | 124 | 50 | 4500 | 70
L_68 | V-TAC EUROPE | 30W SMD STREET LAMP WITH PHOTO CELL SENSOR GREY BODY 6400K | 30W SMD Street Lamp With Photo Cell Sensor Grey Body 6400K | 124 | 30 | 6400 | 70
L_69 | V-TAC EUROPE | 30W SMD STREET LAMP WITH PHOTO CELL SENSOR GREY BODY 4000K | 30W SMD Street Lamp With Photo Cell Sensor Grey Body 4000K | 124 | 30 | 4000 | 70
L_70 | V-TAC EUROPE | 30W SMD STREET LAMP GREY BODY GREY GLASS 6000K | 30W SMD Street Lamp Grey Body Grey Glass 6000K | 124 | 30 | 6000 | 70
L_71 | V-TAC EUROPE | 30W SMD STREET LAMP GREY BODY GREY GLASS 4000K | 30W SMD Street Lamp Grey Body Grey Glass 4000K | 124 | 30 | 4000 | 70
L_72 | V-TAC EUROPE | 30W SMD STREET LAMP A++ 120LM/W 4500K | 30W SMD Street Lamp A++ 120LM/W 4500K | 124 | 30 | 4500 | 70
L_73 | V-TAC EUROPE | LED WATERPROOF LAMP PC/ALUMINIUM 1500MM А++ 120LM/W 70W 6000K | LED Waterproof Lamp PC/Aluminium 1500mm А++ 120LM/W 70W 6000K | 120 | 70 | 6000 | 70
L_74 | V-TAC EUROPE | LED WATERPROOF LAMP PC/ALUMINIUM 1500MM А++ 120LM/W 70W 4500K | LED Waterproof Lamp PC/Aluminium 1500mm А++ 120LM/W 70W 4500K | 120 | 70 | 4500 | 70
L_75 | V-TAC EUROPE | LED WATERPROOF LAMP PC/AL A++ 1200MM 60W 4500K | LED Waterproof Lamp PC/AL A++ 1200mm 60W 4500K | 120 | 60 | 4500 | 70
L_76 | V-TAC EUROPE | LED WATERPROOF LAMP PC/AL A++ 1200MM 60W 6000K | LED Waterproof Lamp PC/AL A++ 1200mm 60W 6000K | 120 | 60 | 6000 | 70
L_77 | V-TAC EUROPE | LED WATERPROOF LAMP G-SERIES 1500MM 48W 4500K | LED Waterproof Lamp G-SERIES 1500mm 48W 4500K | 80 | 48 | 4500 | 70
L_78 | V-TAC EUROPE | LED WATERPROOF LAMP G-SERIES 1500MM 48W 6000K | LED Waterproof Lamp G-SERIES 1500mm 48W 6000K | 80 | 48 | 6000 | 70
L_79 | V-TAC EUROPE | LED WATERPROOF LAMP G-SERIES 1200MM 36W 6000K | LED Waterproof Lamp G-SERIES 1200mm 36W 6000K | 80 | 36 | 6000 | 70
L_80 | V-TAC EUROPE | LED WATERPROOF LAMP G-SERIES 1200MM 36W 4500K | LED Waterproof Lamp G-SERIES 1200mm 36W 4500K | 80 | 36 | 4500 | 70
L_81 | V-TAC EUROPE | LED WATERPROOF LAMP G-SERIES 600MM 18W 6000K | LED Waterproof Lamp G-SERIES 600mm 18W 6000K | 80 | 18 | 6000 | 70
L_82 | V-TAC EUROPE | LED WATERPROOF LAMP G-SERIES 600MM 18W 4500K | LED Waterproof Lamp G-SERIES 600mm 18W 4500K | 80 | 18 | 4500 | 70
L_83 | V-TAC EUROPE | LED WATERPROOF LAMP PC/PC 1500MM 48W 6000K | LED Waterproof Lamp PC/PC 1500mm 48W 6000K | 83 | 48 | 6000 | 70
L_84 | V-TAC EUROPE | LED WATERPROOF LAMP PC/PC 1500MM 48W 4500K | LED Waterproof Lamp PC/PC 1500mm 48W 4500K | 83 | 48 | 4500 | 70
L_85 | V-TAC EUROPE | LED PANEL 45W 1200X600MM A++ 120LM/W 6000K INCL DRIVER 2PCS/SET | LED Panel 45W 1200x600mm A++ 120Lm/W 6000K incl Driver 2PCS/SET | 120 | 45 | 6000 | 80
L_86 | V-TAC EUROPE | LED PANEL 45W 1200X600MM A++ 120LM/W 4500K INCL DRIVER 2PCS/SET | LED Panel 45W 1200x600mm A++ 120Lm/W 4500K incl Driver 2PCS/SET | 120 | 45 | 4500 | 80
L_87 | V-TAC EUROPE | LED PANEL 45W 1200X300MM A++ 120LM/W 6400K INCL DRIVER 6PCS/SET | LED Panel 45W 1200x300mm A++ 120Lm/W 6400K incl Driver 6PCS/SET | 120 | 45 | 6400 | 80
L_88 | V-TAC EUROPE | LED PANEL 45W 1200X300MM A++ 120LM/W 4000K INCL DRIVER 6PCS/SET | LED Panel 45W 1200x300mm A++ 120Lm/W 4000K incl Driver 6PCS/SET | 120 | 45 | 4000 | 80
L_89 | V-TAC EUROPE | LED PANEL 45W 600X600MM A++ 120LM/W 6000K INCL DRIVER 6PCS/SET | LED Panel 45W 600x600mm A++ 120Lm/W 6000K incl Driver 6PCS/SET | 120 | 45 | 6000 | 80
L_90 | V-TAC EUROPE | LED PANEL 45W 600X600MM A++ 120LM/W 4500K INCL DRIVER 6PCS/SET | LED Panel 45W 600x600mm A++ 120Lm/W 4500K incl Driver 6PCS/SET | 120 | 45 | 4500 | 80
L_91 | V-TAC EUROPE | LED PANEL 45W 600X600MM A++ 120LM/W 3000K INCL DRIVER 6PCS/SET | LED Panel 45W 600x600mm A++ 120Lm/W 3000K incl Driver 6PCS/SET | 120 | 45 | 3000 | 80
L_92 | V-TAC EUROPE | LED PANEL 36W 620X620MM A++ 120LM/W 6000K INCL DRIVER 6PCS/SET | LED Panel 36W 620x620mm A++ 120Lm/W 6000K incl Driver 6PCS/SET | 120 | 36 | 6000 | 80
L_93 | V-TAC EUROPE | LED PANEL 36W 620X620MM A++ 120LM/W 4000K INCL DRIVER 6PCS/SET | LED Panel 36W 620x620mm A++ 120Lm/W 4000K incl Driver 6PCS/SET | 120 | 36 | 4000 | 80
L_94 | V-TAC EUROPE | LED PANEL 36W 620X620MM A++ 120LM/W 3000K INCL DRIVER 6PCS/SET | LED Panel 36W 620x620mm A++ 120Lm/W 3000K incl Driver 6PCS/SET | 120 | 36 | 3000 | 80
L_95 | V-TAC EUROPE | LED PANEL 36W 600X600MM A++ 120LM/W 6000K INCL DRIVER 6PCS/SET | LED Panel 36W 600x600mm A++ 120Lm/W 6000K incl Driver 6PCS/SET | 120 | 36 | 6000 | 80
L_96 | V-TAC EUROPE | LED PANEL 36W 600X600MM A++ 120LM/W 4000K INCL DRIVER 6PCS/SET | LED Panel 36W 600x600mm A++ 120Lm/W 4000K incl Driver 6PCS/SET | 120 | 36 | 4000 | 80
L_97 | V-TAC EUROPE | LED PANEL 36W 600X600MM A++ 120LM/W 3000K INCL DRIVER 6PCS/SET | LED Panel 36W 600x600mm A++ 120Lm/W 3000K incl Driver 6PCS/SET | 120 | 36 | 3000 | 80
L_98 | V-TAC EUROPE | LED PANEL 29W 1200X300MM A++ 120LM/W 6400K INCL DRIVER 6PCS/SET | LED Panel 29W 1200x300mm A++ 120Lm/W 6400K incl Driver 6PCS/SET | 117 | 29 | 6400 | 80
L_99 | V-TAC EUROPE | LED PANEL 29W 1200X300MM A++ 120LM/W 4000K INCL DRIVER 6PCS/SET | LED Panel 29W 1200x300mm A++ 120Lm/W 4000K incl Driver 6PCS/SET | 117 | 29 | 4000 | 80
L_100 | V-TAC EUROPE | LED PANEL 29W 1200X300MM A++ 120LM/W 3000K INCL DRIVER 6PCS/SET | LED Panel 29W 1200x300mm A++ 120Lm/W 3000K incl Driver 6PCS/SET | 117 | 29 | 3000 | 80
L_101 | V-TAC EUROPE | LED PANEL 29W 600X600MM A++ 120LM/W 6400K INCL DRIVER 6PCS/SET | LED Panel 29W 600x600mm A++ 120Lm/W 6400K incl Driver 6PCS/SET | 124 | 29 | 6400 | 80
L_102 | V-TAC EUROPE | LED PANEL 29W 600X600MM A++ 120LM/W 4000K INCL DRIVER 6PCS/SET | LED Panel 29W 600x600mm A++ 120Lm/W 4000K incl Driver 6PCS/SET | 124 | 29 | 4000 | 80
L_103 | V-TAC EUROPE | LED PANEL 29W 600X600MM A++ 120LM/W 3000K INCL DRIVER 6PCS/SET | LED Panel 29W 600x600mm A++ 120Lm/W 3000K incl Driver 6PCS/SET | 124 | 29 | 3000 | 80
L_104 | V-TAC EUROPE | LED PANEL 70W 1200 X 600 MM 6000K INCL DRIVER | LED Panel 70W 1200 x 600 mm 6000K Incl Driver | 81 | 70 | 6000 | 80
L_105 | V-TAC EUROPE | LED PANEL 45W 1200 X 300 MM 4000K UGR INCL DRIVER 6PCS/SET | LED Panel 45W 1200 x 300 mm 4000K UGR Incl Driver 6PCS/SET | 80 | 45 | 4000 | 80
L_106 | V-TAC EUROPE | LED PANEL 45W 1200 X 300 MM 3000K INCL DRIVER 6PCS/SET | LED Panel 45W 1200 x 300 mm 3000K Incl Driver 6PCS/SET | 80 | 45 | 3000 | 80
L_107 | V-TAC EUROPE | LED PANEL 45W 1200 X 300 MM 6000K INCL DRIVER 6PCS/SET | LED Panel 45W 1200 x 300 mm 6000K Incl Driver 6PCS/SET | 80 | 45 | 6000 | 80
L_108 | V-TAC EUROPE | LED PANEL 45W 1200 X 300 MM 4500K INCL DRIVER 6PCS/SET | LED Panel 45W 1200 x 300 mm 4500K Incl Driver 6PCS/SET | 80 | 45 | 4500 | 80
L_109 | V-TAC EUROPE | LED PANEL 45W 1200 X 300 MM 4500K W/O DRIVER | LED Panel 45W 1200 x 300 mm 4500K W/O Driver | 80 | 45 | 4500 | 80
L_110 | V-TAC EUROPE | LED PANEL 42W 600 X 600 MM 6000K IP54 INCL DRIVER | LED Panel 42W 600 x 600 mm 6000K IP54 incl Driver | 103 | 42 | 6000 | 80
L_111 | V-TAC EUROPE | LED PANEL 42W 600 X 600 MM 4500K IP54 INCL DRIVER | LED Panel 42W 600 x 600 mm 4500K IP54 incl Driver | 103 | 42 | 4500 | 80
L_112 | V-TAC EUROPE | LED PANEL 45W 620 X 620 MM 6500KK UGR INCL DRIVER 6PCS/SET | LED Panel 45W 620 x 620 mm 6500KK UGR incl Driver 6PCS/SET | 80 | 45 | 6500 | 80
L_113 | V-TAC EUROPE | LED PANEL 45W 620 X 620 MM 4000K UGR INCL DRIVER 6PCS/SET | LED Panel 45W 620 x 620 mm 4000K UGR incl Driver 6PCS/SET | 80 | 45 | 4000 | 80
L_114 | V-TAC EUROPE | LED PANEL 45W 620 X 620 MM 3000K UGR INCL DRIVER 6PCS/SET | LED Panel 45W 620 x 620 mm 3000K UGR incl Driver 6PCS/SET | 80 | 45 | 3000 | 80
L_115 | V-TAC EUROPE | LED PANEL 45W 600 X 600 MM 6000K UGR INCL DRIVER 6PCS/SET | LED Panel 45W 600 x 600 mm 6000K UGR incl Driver 6PCS/SET | 80 | 45 | 6000 | 80
L_116 | V-TAC EUROPE | LED PANEL 45W 600 X 600 MM 4500K UGR INCL DRIVER 6PCS/SET | LED Panel 45W 600 x 600 mm 4500K UGR incl Driver 6PCS/SET | 80 | 45 | 4500 | 80
L_117 | V-TAC EUROPE | LED PANEL 45W 600 X 600 MM 3000K UGR INCL DRIVER 6PCS/SET | LED Panel 45W 600 x 600 mm 3000K UGR incl Driver 6PCS/SET | 80 | 45 | 3000 | 80
L_118 | V-TAC EUROPE | LED PANEL 45W 600 X 600 MM 6400K INCL DRIVER 6PCS/SET 5 YEARS WARRANTY | LED Panel 45W 600 x 600 mm 6400K Incl Driver 6PCS/SET 5 Years Warranty | 80 | 45 | 6400 | 80
L_119 | V-TAC EUROPE | LED PANEL 45W 600 X 600 MM 4000K INCL DRIVER 6PCS/SET 5 YEARS WARRANTY | LED Panel 45W 600 x 600 mm 4000K Incl Driver 6PCS/SET 5 Years Warranty | 80 | 45 | 4000 | 80
L_120 | V-TAC EUROPE | LED PANEL 45W 600 X 600 MM 3000K INCL DRIVER 6PCS/SET 5 YEARS WARRANTY | LED Panel 45W 600 x 600 mm 3000K Incl Driver 6PCS/SET 5 Years Warranty | 80 | 45 | 3000 | 80
L_121 | V-TAC EUROPE | LED PANEL 45W 600 X 600 MM 6400K INCL DRIVER 6PCS/SET | LED Panel 45W 600 x 600 mm 6400K Incl Driver 6PCS/SET | 80 | 45 | 6400 | 80
L_122 | V-TAC EUROPE | LED PANEL 45W 600 X 600 MM 4500K INCL DRIVER 6PCS/SET | LED Panel 45W 600 x 600 mm 4500K Incl Driver 6PCS/SET | 80 | 45 | 4500 | 80
L_123 | V-TAC EUROPE | LED PANEL 45W 600 X 600 MM 3000K INCL DRIVER 6PCS/SET | LED Panel 45W 600 x 600 mm 3000K Incl Driver 6PCS/SET | 80 | 45 | 3000 | 80
L_124 | V-TAC EUROPE | LED PANEL 36W 600 X 600 MM 6500KK INCL DRIVER 4PCS/SET | LED Panel 36W 600 x 600 mm 6500KK Incl Driver 4PCS/SET | 80 | 36 | 6500 | 80
L_125 | V-TAC EUROPE | LED PANEL 36W 600 X 600 MM 4500K INCL DRIVER 4PCS/SET | LED Panel 36W 600 x 600 mm 4500K Incl Driver 4PCS/SET | 80 | 36 | 4500 | 80
L_126 | V-TAC EUROPE | 10W LED CABINET LIGHT ROTATABLE 60CM 6000K | 10W LED Cabinet Light Rotatable 60cm 6000K | 80 | 10 | 6000 | 80
L_127 | V-TAC EUROPE | 10W LED CABINET LIGHT ROTATABLE 60CM 4500K | 10W LED Cabinet Light Rotatable 60cm 4500K | 80 | 10 | 4500 | 80
L_128 | V-TAC EUROPE | 10W LED CABINET LIGHT ROTATABLE 60CM 3000K | 10W LED Cabinet Light Rotatable 60cm 3000K | 80 | 10 | 3000 | 80
L_129 | V-TAC EUROPE | 40W ALUMINUM GRILL FITTING 120CM 6000K | 40W Aluminum Grill Fitting 120cm 6000K | 80 | 40 | 6000 | 80
L_130 | V-TAC EUROPE | 40W ALUMINUM GRILL FITTING 120CM 4500K | 40W Aluminum Grill Fitting 120cm 4500K | 80 | 40 | 4500 | 80
L_131 | V-TAC EUROPE | 40W ALUMINUM GRILL FITTING 120CM 3000K | 40W Aluminum Grill Fitting 120cm 3000 | 80 | 40 | 3000 | 80
L_132 | V-TAC EUROPE | 20W ALUMINUM GRILL FITTING 60CM 6000K | 20W Aluminum Grill Fitting 60cm 6000K | 80 | 20 | 6000 | 80
L_133 | V-TAC EUROPE | 20W ALUMINUM GRILL FITTING 60CM 4500K | 20W Aluminum Grill Fitting 60cm 4500K | 80 | 40 | 4500 | 80
L_134 | V-TAC EUROPE | 20W ALUMINUM GRILL FITTING 60CM 3000K | 20W Aluminum Grill Fitting 60cm 3000K | 80 | 20 | 3000 | 80
L_135 | V-TAC EUROPE | 10W ALUMINUM GRILL FITTING 30CM 6000K | 10W Aluminum Grill Fitting 30cm 6000K | 80 | 10 | 6000 | 80
L_136 | V-TAC EUROPE | 10W ALUMINUM GRILL FITTING 30CM 4500K | 10W Aluminum Grill Fitting 30cm 4500 | 80 | 10 | 4500 | 80
L_137 | V-TAC EUROPE | 10W ALUMINUM GRILL FITTING 30CM 3000K | 10W Aluminum Grill Fitting 30cm 3000K | 80 | 10 | 3000 | 80
L_138 | V-TAC EUROPE | T8 20W 120CM LED SURFACE WALL FIXTURE 6400K | T8 20W 120cm LED Surface Wall Fixture 6400K | 90 | 20 | 6400 | 80
L_139 | V-TAC EUROPE | T8 20W 120CM LED SURFACE WALL FIXTURE 4000K | T8 20W 120cm LED Surface Wall Fixture 4000K | 90 | 20 | 4000 | 80
L_140 | V-TAC EUROPE | T8 20W 120CM LED SURFACE WALL FIXTURE 3000K | T8 20W 120cm LED Surface Wall Fixture 3000K | 90 | 20 | 3000 | 80
L_141 | V-TAC EUROPE | T8 10W 60CM LED SURFACE WALL FIXTURE 6400K | T8 10W 60cm LED Surface Wall Fixture 6400K | 90 | 10 | 6400 | 80
L_142 | V-TAC EUROPE | T8 10W 60CM LED SURFACE WALL FIXTURE 4000K | T8 10W 60cm LED Surface Wall Fixture 4000K | 90 | 10 | 4000 | 80
L_143 | V-TAC EUROPE | T8 10W 60CM LED SURFACE WALL FIXTURE 3000K | T8 10W 60cm LED Surface Wall Fixture 3000K | 90 | 10 | 3000 | 80
L_144 | V-TAC EUROPE | T5 14W 120CM LED BATTEN FITTING 6000K | T5 14W 120cm LED Batten Fitting 6000K | 90 | 14 | 6000 | 80
L_145 | V-TAC EUROPE | T5 14W 120CM LED BATTEN FITTING 4500K | T5 14W 120cm LED Batten Fitting 4500K | 90 | 14 | 4500 | 80
L_146 | V-TAC EUROPE | T5 14W 120CM LED BATTEN FITTING 3000K | T5 14W 120cm LED Batten Fitting 3000K | 90 | 14 | 3000 | 80
L_147 | V-TAC EUROPE | T5 7W 60CM LED BATTEN FITTING 6000K | T5 7W 60cm LED Batten Fitting 6000K | 90 | 7 | 6000 | 80
L_148 | V-TAC EUROPE | T5 7W 60CM LED BATTEN FITTING 4500K | T5 7W 60cm LED Batten Fitting 4500K | 90 | 7 | 4500 | 80
L_149 | V-TAC EUROPE | T5 7W 60CM LED BATTEN FITTING 3000K | T5 7W 60cm LED Batten Fitting 3000K | 90 | 7 | 3000 | 80
L_150 | V-TAC EUROPE | T5 4W 30CM LED BATTEN FITTING 6000K | T5 4W 30cm LED Batten Fitting 6000K | 83 | 4 | 6000 | 80
L_151 | V-TAC EUROPE | T5 4W 30CM LED BATTEN FITTING 4500K | T5 4W 30cm LED Batten Fitting 4500K | 83 | 4 | 4500 | 80
L_152 | V-TAC EUROPE | T5 4W 30CM LED BATTEN FITTING 3000K | T5 4W 30cm LED Batten Fitting 3000K | 83 | 4 | 3000 | 80
L_153 | V-TAC EUROPE | 36W SHOPLITE NANO 120 CM 6400K | 36W Shoplite Nano 120 cm 6400K | 125 | 36 | 6400 | 80
L_154 | V-TAC EUROPE | 36W SHOPLITE NANO 120 CM 4000K | PRODHUES: V-TAC EUROPE | 125 | 36 | 4000 | 80
L_155 | V-TAC EUROPE | 18W SHOPLITE NANO 60 CM 6400K | 18W Shoplite Nano 60 cm 6400K | 139 | 18 | 6400 | 80
L_156 | V-TAC EUROPE | 18W SHOPLITE NANO 60 CM 4000K | 18W Shoplite Nano 60 cm 4000K | 139 | 18 | 4000 | 80
L_157 | V-TAC EUROPE | LED TUBE T5 16W - 120 CM 6500KK | LED Tube T5 16W - 120 cm 6500KK | 100 | 16 | 6500 | 80
L_158 | V-TAC EUROPE | LED TUBE T5 16W - 120 CM 4000K | LED Tube T5 16W - 120 cm 4000K | 100 | 16 | 4000 | 80
L_159 | V-TAC EUROPE | LED TUBE T5 8W - 60 CM 6500KK - | LED Tube T5 8W - 60 cm 6500KK | 100 | 8 | 6500 | 80
L_160 | V-TAC EUROPE | LED TUBE T5 8W - 60 CM 4000K | LED Tube T5 8W - 60 cm 4000K | 100 | 8 | 4000 | 80
L_161 | V-TAC EUROPE | LED TUBE T8 22W 150 CM А++ 6400K 5 YEARS WARANTY | LED Tube T8 22W 150 cm А++ 6400K 5 Years Waranty | 136 | 22 | 6400 | 80
L_162 | V-TAC EUROPE | LED TUBE T8 22W 150 CM А++ 4000K 5 YEARS WARANTY | LED Tube T8 22W 150 cm А++ 4000K 5 Years Waranty | 136 | 22 | 4000 | 80
L_163 | V-TAC EUROPE | LED TUBE T8 22W 150 CM А++ 3000K 5 YEARS WARANTY | LED Tube T8 22W 150 cm А++ 3000K 5 Years Waranty | 136 | 22 | 3000 | 80
L_164 | V-TAC EUROPE | LED TUBE T8 22W - 150 CM NANO PLASTIC NON ROTATION 6400K | LED Tube T8 22W - 150 cm Nano Plastic Non Rotation 6400K | 86 | 22 | 6400 | 80
L_165 | V-TAC EUROPE | LED TUBE T8 22W - 150 CM NANO PLASTIC NON ROTATION 4000K | LED Tube T8 22W - 150 cm Nano Plastic Non Rotation 4000K | 86 | 22 | 4000 | 80
L_166 | V-TAC EUROPE | LED TUBE T8 22W - 150 CM NANO PLASTIC NON ROTATION 3000K | LED Tube T8 22W - 150 cm Nano Plastic Non Rotation 3000K | 86 | 22 | 3000 | 80
L_167 | V-TAC EUROPE | LED TUBE T8 18W 120 CM А++ 6400K 5 YEARS WARANTY | LED Tube T8 18W 120 cm А++ 6400K 5 Years Waranty | 128 | 18 | 6400 | 80
L_168 | V-TAC EUROPE | LED TUBE T8 18W 120 CM А++ 4000K 5 YEARS WARANTY | LED Tube T8 18W 120 cm А++ 4000K 5 Years Waranty | 128 | 18 | 4000 | 80
L_169 | V-TAC EUROPE | LED TUBE T8 18W 120 CM А++ 3000K 5 YEARS WARANTY | LED Tube T8 18W 120 cm А++ 3000K 5 Years Waranty | 128 | 18 | 3000 | 80
L_170 | V-TAC EUROPE | LED TUBE T8 18W - 120 CM NANO PLASTIC NON ROTATION 6400K | LED Tube T8 18W - 120 cm Nano Plastic Non Rotation 6400K | 89 | 18 | 6400 | 80
L_171 | V-TAC EUROPE | LED TUBE T8 18W - 120 CM NANO PLASTIC NON ROTATION 4000K | LED Tube T8 18W - 120 cm Nano Plastic Non Rotation 4000K | 89 | 18 | 4000 | 80
L_172 | V-TAC EUROPE | LED TUBE T8 14W - 90 CM NANO PLASTIC NON ROTATION 6400K | LED Tube T8 14W - 90 cm Nano Plastic Non Rotation 6400K | 86 | 14 | 6400 | 80
L_173 | V-TAC EUROPE | LED TUBE T8 14W - 90 CM NANO PLASTIC NON ROTATION 4000K | LED Tube T8 14W - 90 cm Nano Plastic Non Rotation 4000K | 86 | 14 | 4000 | 80
L_174 | V-TAC EUROPE | LED TUBE T8 9W - 60 CM А++ 6400K 5 YEARS WARANTY | LED Tube T8 9W - 60 cm А++ 6400K 5 Years Waranty | 133 | 9 | 6400 | 80
L_175 | V-TAC EUROPE | LED TUBE T8 9W - 60 CM А++ 4000K 5 YEARS WARANTY | LED Tube T8 9W - 60 cm А++ 4000K 5 Years Waranty | 133 | 9 | 4000 | 80
L_176 | V-TAC EUROPE | LED TUBE T8 9W - 60 CM А++ 3000K 5 YEARS WARANTY | LED Tube T8 9W - 60 cm А++ 3000K 5 Years Waranty | 133 | 9 | 3000 | 80
L_177 | V-TAC EUROPE | LED TUBE T8 10W - 60 CM NANO PLASTIC NON ROTATION 6400K | LED Tube T8 10W - 60 cm Nano Plastic Non Rotation 6400K | 80 | 10 | 6400 | 80
L_178 | V-TAC EUROPE | LED TUBE T8 10W - 60 CM NANO PLASTIC NON ROTATION 4000K | LED Tube T8 10W - 60 cm Nano Plastic Non Rotation 4000K | 80 | 10 | 4000 | 80
L_179 | V-TAC EUROPE | LED TUBE T8 10W - 60 CM NANO PLASTIC NON ROTATION 3000K | LED Tube T8 10W - 60 cm Nano Plastic Non Rotation 3000K | 80 | 10 | 3000 | 80
L_180 | V-TAC EUROPE | LED TUBE T8 10W - 60 CM NANO PLASTIC NON ROTATION 6400K | LED Tube T8 10W - 60 cm Nano Plastic Non Rotation 6400K | 80 | 10 | 6400 | 80
L_181 | V-TAC EUROPE | LED TUBE T8 10W - 60 CM NANO PLASTIC ROTATION 6400K | LED Tube T8 10W - 60 cm Nano Plastic Rotation 6400K | 80 | 10 | 6400 | 80
L_182 | V-TAC EUROPE | LED TUBE T8 10W - 60 CM NANO PLASTIC ROTATION 4000K | LED Tube T8 10W - 60 cm Nano Plastic Rotation 4000K | 80 | 10 | 4000 | 80
L_183 | V-TAC EUROPE | LED TUBE T8 10W - 60 CM NANO PLASTIC ROTATION 3000K | LED Tube T8 10W - 60 cm Nano Plastic Rotation 3000K | 80 | 10 | 3000 | 80
L_184 | V-TAC EUROPE | 200W LED FLOODLIGHT I-SERIES BLACK BODY 6000K | 200W LED Floodlight I-Series Black Body 6000K | 80 | 200 | 6000 | 80
L_185 | V-TAC EUROPE | 200W LED FLOODLIGHT I-SERIES BLACK BODY 4500K | 200W LED Floodlight I-Series Black Body 4500K | 85 | 200 | 4500 | 70
L_186 | V-TAC EUROPE | 200W LED FLOODLIGHT I-SERIES WHITE BODY 6000K | 200W LED Floodlight I-Series White Body 6000K | 85 | 200 | 6000 | 70
L_187 | V-TAC EUROPE | 200W LED FLOODLIGHT I-SERIES WHITE BODY 4500K | 200W LED Floodlight I-Series White Body 4500K | 85 | 200 | 4500 | 70
L_188 | V-TAC EUROPE | 100W LED FLOODLIGHT I-SERIES BLACK BODY 6000K | 100W LED Floodlight I-Series Black Body 6000K | 85 | 100 | 6000 | 70
L_189 | V-TAC EUROPE | 100W LED FLOODLIGHT I-SERIES BLACK BODY 4000K | 100W LED Floodlight I-Series Black Body 4000K | 85 | 100 | 4000 | 70
L_190 | V-TAC EUROPE | 100W LED FLOODLIGHT I-SERIES BLACK BODY 3000K | 100W LED Floodlight I-Series Black Body 3000K | 85 | 100 | 3000 | 70
L_191 | V-TAC EUROPE | 50W LED FLOODLIGHT I-SERIES WHITE BODY 6000K | 50W LED Floodlight I-Series White Body 6000K | 85 | 50 | 6000 | 70
L_192 | V-TAC EUROPE | 50W LED FLOODLIGHT I-SERIES WHITE BODY 4500K | 50W LED Floodlight I-Series White Body 4500K | 85 | 50 | 4500 | 70
L_193 | V-TAC EUROPE | 50W LED FLOODLIGHT I-SERIES WHITE BODY 3000K | 50W LED Floodlight I-Series White Body 3000K | 85 | 50 | 3000 | 70
L_194 | V-TAC EUROPE | 50W LED FLOODLIGHT I-SERIES BLACK BODY 6000K | 50W LED Floodlight I-Series Black Body 6000K | 85 | 50 | 6000 | 70
L_195 | V-TAC EUROPE | 50W LED FLOODLIGHT I-SERIES BLACK BODY 4500K | 50W LED Floodlight I-Series Black Body 4500K | 85 | 50 | 4500 | 70
L_196 | V-TAC EUROPE | 50W LED FLOODLIGHT I-SERIES BLACK BODY 3000K | 50W LED Floodlight I-Series Black Body 3000K | 85 | 50 | 3000 | 70
L_197 | V-TAC EUROPE | 30W LED FLOODLIGHT I-SERIES BLACK BODY 6000K | 30W LED Floodlight I-Series Black Body 6000K | 85 | 30 | 6000 | 70
L_198 | V-TAC EUROPE | 30W LED FLOODLIGHT I-SERIES BLACK BODY 4500K | 30W LED Floodlight I-Series Black Body 4500K | 85 | 30 | 4500 | 70
L_199 | V-TAC EUROPE | 30W LED FLOODLIGHT I-SERIES BLACK BODY 3000K | 30W LED Floodlight I-Series Black Body 3000K | 85 | 30 | 3000 | 70
L_200 | V-TAC EUROPE | 20W LED FLOODLIGHT I-SERIES BLACK BODY 6000K | 20W LED Floodlight I-Series Black Body 6000K | 85 | 20 | 6000 | 70
L_201 | V-TAC EUROPE | 20W LED FLOODLIGHT I-SERIES BLACK BODY 4500K | 20W LED Floodlight I-Series Black Body 4500K | 85 | 20 | 4500 | 70
L_202 | V-TAC EUROPE | 20W LED FLOODLIGHT I-SERIES BLACK BODY 3000K | 20W LED Floodlight I-Series Black Body 3000K | 85 | 20 | 3000 | 70
L_203 | V-TAC EUROPE | 10W LED FLOODLIGHT I-SERIES WHITE BODY 6000K | 10W LED Floodlight I-Series White Body 6000K | 85 | 10 | 6000 | 70
L_204 | V-TAC EUROPE | 10W LED FLOODLIGHT I-SERIES WHITE BODY 4500K | 10W LED Floodlight I-Series White Body 4500K | 85 | 10 | 4500 | 70
L_205 | V-TAC EUROPE | 10W LED FLOODLIGHT I-SERIES WHITE BODY 3000K | 10W LED Floodlight I-Series White Body 3000K | 85 | 10 | 3000 | 70
L_206 | V-TAC EUROPE | 10W LED FLOODLIGHT I-SERIES BLACK BODY 6000K | 10W LED Floodlight I-Series Black Body 6000K | 85 | 10 | 6000 | 70
L_207 | V-TAC EUROPE | 10W LED FLOODLIGHT I-SERIES BLACK BODY 4500K | 10W LED Floodlight I-Series Black Body 4500K | 85 | 10 | 4500 | 70
L_208 | V-TAC EUROPE | 10W LED FLOODLIGHT I-SERIES BLACK BODY 3000K | 10W LED Floodlight I-Series Black Body 3000K | 85 | 10 | 3000 | 70
L_209 | V-TAC EUROPE | 150W LED FLOODLIGHT GREY BODY SMD 3000K | 150W LED Floodlight Grey Body SMD 3000K | 85 | 150 | 3000 | 70
L_210 | V-TAC EUROPE | 100W LED FLOODLIGHT GREY BODY SMD 6400K | 100W LED Floodlight Grey Body SMD 6400K | 85 | 100 | 6400 | 70
L_211 | V-TAC EUROPE | 100W LED FLOODLIGHT GREY BODY SMD 4000K | 100W LED Floodlight Grey Body SMD 4000K | 85 | 100 | 4000 | 70
L_212 | V-TAC EUROPE | 100W LED FLOODLIGHT GREY BODY SMD 3000K | 100W LED Floodlight Grey Body SMD 3000K | 85 | 100 | 3000 | 70
L_213 | V-TAC EUROPE | 50W LED FLOODLIGHT GREY BODY SMD 6400K | 50W LED Floodlight Grey Body SMD 6400K | 85 | 50 | 6400 | 70
L_214 | V-TAC EUROPE | 50W LED FLOODLIGHT GREY BODY SMD 4000K | 50W LED Floodlight Grey Body SMD 4000K | 85 | 50 | 4000 | 70
L_215 | V-TAC EUROPE | 30W LED FLOODLIGHT GREY BODY SMD 6400K | 30W LED Floodlight Grey Body SMD 6400K | 85 | 30 | 6400 | 70
L_216 | V-TAC EUROPE | 30W LED FLOODLIGHT GREY BODY SMD 4000K | 30W LED Floodlight Grey Body SMD 4000K | 85 | 30 | 4000 | 70
L_217 | V-TAC EUROPE | 20W LED FLOODLIGHT GREY BODY SMD 6400K | 20W LED Floodlight Grey Body SMD 6400K | 80 | 20 | 6400 | 70
L_218 | V-TAC EUROPE | 20W LED FLOODLIGHT GREY BODY SMD 4000K | 20W LED Floodlight Grey Body SMD 4000K | 85 | 20 | 4000 | 70
L_219 | V-TAC EUROPE | 10W LED FLOODLIGHT GREY BODY SMD 6400K | 10W LED Floodlight Grey Body SMD 6400K | 80 | 10 | 6400 | 70
L_220 | V-TAC EUROPE | 150W LED FLOODLIGHT BLACK BODY SMD 6400K | 150W LED Floodlight Black Body SMD 6400K | 85 | 150 | 6400 | 70
L_221 | V-TAC EUROPE | 100W LED FLOODLIGHT BLACK BODY SMD 6400K | 100W LED Floodlight Black Body SMD 6400K | 85 | 100 | 6400 | 70
L_222 | V-TAC EUROPE | 30W LED FLOODLIGHT BLACK BODY SMD 6400K | 30W LED Floodlight Black Body SMD 6400K | 85 | 30 | 6400 | 70
L_223 | V-TAC EUROPE | 20W LED FLOODLIGHT BLACK BODY SMD 6000K | 20W LED Floodlight Black Body SMD 6000K | 80 | 20 | 6000 | 70
L_224 | V-TAC EUROPE | 10W LED FLOODLIGHT BLACK BODY SMD 6000K | 10W LED Floodlight Black Body SMD 6000K | 80 | 10 | 6000 | 70
L_225 | V-TAC EUROPE | 10W LED FLOODLIGHT BLACK BODY SMD 4500K | 10W LED Floodlight Black Body SMD 4500K | 80 | 10 | 4500 | 70
L_226 | V-TAC EUROPE | 10W LED FLOODLIGHT BLACK BODY SMD 3000K | 10W LED Floodlight Black Body SMD 3000K | 80 | 10 | 3000 | 70
L_227 | V-TAC EUROPE | 300W LED FLOODLIGHT BLACK/GREY BODY SMD 4500K | 300W LED Floodlight Black/Grey Body SMD 4500K | 80 | 300 |  | 70
L_228 | V-TAC EUROPE | 150W LED FLOODLIGHT BLACK/GREY BODY SMD 6400K | 150W LED Floodlight Black/Grey Body SMD 6400K | 85 | 150 | 6400 | 70
L_229 | V-TAC EUROPE | 150W LED FLOODLIGHT BLACK/GREY BODY SMD 3000K | 150W LED Floodlight Black/Grey Body SMD 3000K | 85 | 150 | 3000 | 70
L_230 | V-TAC EUROPE | 100W LED FLOODLIGHT BLACK/GREY BODY SMD 4500K | 100W LED Floodlight Black/Grey Body SMD 4500K | 80 | 100 | 4500 | 70
L_231 | V-TAC EUROPE | 30W LED FLOODLIGHT BLACK/GREY BODY SMD 4000K | 30W LED Floodlight Black/Grey Body SMD 4000K | 85 | 30 | 4000 | 70
L_232 | V-TAC EUROPE | 150W LED FLOODLIGHT WHITE BODY SMD 6400K | 150W LED Floodlight White Body SMD 6400K | 85 | 150 | 6400 | 70
L_233 | V-TAC EUROPE | 150W LED FLOODLIGHT WHITE BODY SMD 4000K | 150W LED Floodlight White Body SMD 4000K | 85 | 150 | 4000 | 70
L_234 | V-TAC EUROPE | 150W LED FLOODLIGHT WHITE BODY SMD 3000K | 150W LED Floodlight White Body SMD 3000K | 85 | 150 | 3000 | 70
L_235 | V-TAC EUROPE | 100W LED FLOODLIGHT WHITE BODY SMD 6000K WHITE CABLE | 100W LED Floodlight White Body SMD 6000K White Cable | 85 | 100 | 6000 | 70
L_236 | V-TAC EUROPE | 100W LED FLOODLIGHT WHITE BODY SMD 4500K WHITE CABLE | 100W LED Floodlight White Body SMD 4500K White Cable | 85 | 100 | 4500 | 70
L_237 | V-TAC EUROPE | 100W LED FLOODLIGHT WHITE BODY SMD 3000K WHITE CABLE | 100W LED Floodlight White Body SMD 3000K White Cable | 85 | 100 | 3000 | 70
L_238 | V-TAC EUROPE | 100W LED FLOODLIGHT WHITE BODY SMD 6000K | 100W LED Floodlight White Body SMD 6000K | 85 | 100 | 6000 | 70
L_239 | V-TAC EUROPE | 100W LED FLOODLIGHT WHITE BODY SMD 4500K | 100W LED Floodlight White Body SMD 4500K | 85 | 100 | 4500 | 70
L_240 | V-TAC EUROPE | 100W LED FLOODLIGHT WHITE BODY SMD 4000K | 100W LED Floodlight White Body SMD 4000K | 85 | 100 | 4000 | 70
L_241 | V-TAC EUROPE | 100W LED FLOODLIGHT WHITE BODY SMD 3000K | 100W LED Floodlight White Body SMD 3000K | 85 | 100 | 3000 | 70
L_242 | V-TAC EUROPE | 50W LED FLOODLIGHT RGB WITH RF REMOTE GREY BODY SMD | 50W LED Floodlight RGB With RF Remote Grey Body SMD | 80 | 50 | - | 70
L_243 | V-TAC EUROPE | 50W LED FLOODLIGHT WHITE BODY SMD 6400K | 50W LED Floodlight White Body SMD 6400K | 85 | 50 | 6400 | 70
L_244 | V-TAC EUROPE | 50W LED FLOODLIGHT WHITE BODY SMD 4000K | 50W LED Floodlight White Body SMD 4000K | 85 | 50 | 4000 | 70
L_245 | V-TAC EUROPE | 50W LED FLOODLIGHT WHITE BODY SMD 3000K | 50W LED Floodlight White Body SMD 3000K | 85 | 50 | 3000 | 70
L_246 | V-TAC EUROPE | 30W LED FLOODLIGHT RGB WITH RF REMOTE GREY BODY SMD | 30W LED Floodlight RGB With RF Remote Grey Body SMD | 80 | 30 | - | 70
L_247 | V-TAC EUROPE | 30W LED FLOODLIGHT WHITE BODY SMD 6000K | 30W LED Floodlight White Body SMD 6000K | 85 | 30 | 6000 | 70
L_248 | V-TAC EUROPE | 30W LED FLOODLIGHT WHITE BODY SMD 4500K | 30W LED Floodlight White Body SMD 4500K | 85 | 30 | 4500 | 70
L_249 | V-TAC EUROPE | 30W LED FLOODLIGHT WHITE BODY SMD 3000K | 30W LED Floodlight White Body SMD 3000K | 85 | 30 | 3000 | 70
L_250 | V-TAC EUROPE | 20W LED RECHARGABLE FLOODLIGHT GREEN BODY SMD 6000K | 20W LED Rechargable Floodlight Green Body SMD 6000K | 80 | 20 | 6000 | 70
L_251 | V-TAC EUROPE | 20W LED RECHARGABLE FLOODLIGHT GREEN BODY SMD 4000K | 20W LED Rechargable Floodlight Green Body SMD 4000K | 80 | 20 | 4000 | 70
L_252 | V-TAC EUROPE | 20W LED FLOODLIGHT WHITE BODY SMD 6400K | 20W LED Floodlight White Body SMD 6400K | 80 | 20 | 6400 | 70
L_253 | V-TAC EUROPE | 20W LED FLOODLIGHT WHITE BODY SMD 4000K | 20W LED Floodlight White Body SMD 4000K | 80 | 20 | 4000 | 70
L_254 | V-TAC EUROPE | 10W LED FLOODLIGHT RGB WITH IR REMOTE SMD | 10W LED Floodlight RGB With IR Remote SMD | 80 | 10 | - | 70
L_255 | V-TAC EUROPE | 10W LED FLOODLIGHT RGB WITH RF REMOTE SMD | 10W LED Floodlight RGB With RF Remote SMD | 80 | 10 | - | 70
L_256 | V-TAC EUROPE | 10W LED FLOODLIGHT WHITE BODY SMD 3000K | 10W LED Floodlight White Body SMD 3000K | 80 | 10 | 3000 | 70
L_257 | V-TAC EUROPE | 50W LED SMD FLOODLIGHT SENSOR WHITE BODY 6000K | 50W LED SMD Floodlight Sensor White Body 6000K | 80 | 50 | 4500 | 70
L_258 | V-TAC EUROPE | 50W LED SMD FLOODLIGHT SENSOR WHITE BODY 3000K | 50W LED SMD Floodlight Sensor White Body 3000K | 80 | 50 | 3000 | 70
L_259 | V-TAC EUROPE | 50W LED SENSOR FLOODLIGHT BLACK BODY SMD 6000K | 50W LED Sensor Floodlight Black Body SMD 6000K | 80 | 50 | 6000 | 70
L_260 | V-TAC EUROPE | 50W LED SENSOR FLOODLIGHT BLACK BODY SMD 4500K | 50W LED Sensor Floodlight Black Body SMD 4500K | 80 | 50 | 4500 | 70
L_261 | V-TAC EUROPE | 50W LED SENSOR FLOODLIGHT BLACK BODY SMD 3000K | 50W LED Sensor Floodlight Black Body SMD 3000K | 80 | 50 | 3000 | 70
L_262 | V-TAC EUROPE | 50W LED SENSOR FLOODLIGHT BLACK BODY SMD 3000K | 50W LED Sensor Floodlight Black Body SMD 3000K | 80 | 50 | 3000 | 70
L_263 | V-TAC EUROPE | 30W LED SMD FLOODLIGHT SENSOR WHITE BODY 6000K | 30W LED SMD Floodlight Sensor White Body 6000K | 80 | 30 | 6000 | 70
L_264 | V-TAC EUROPE | 30W LED SMD FLOODLIGHT SENSOR WHITE BODY 4000K | 30W LED SMD Floodlight Sensor White Body 4000K | 80 | 30 | 4000 | 70
L_265 | V-TAC EUROPE | 30W LED SMD FLOODLIGHT SENSOR WHITE BODY 3000K | 30W LED SMD Floodlight Sensor White Body 3000K | 80 | 30 | 3000 | 70
L_266 | V-TAC EUROPE | 30W LED SENSOR FLOODLIGHT BLACK BODY SMD 6000K | 30W LED Sensor Floodlight Black Body SMD 6000K | 80 | 30 | 6000 | 70
L_267 | V-TAC EUROPE | 30W LED SENSOR FLOODLIGHT BLACK BODY SMD 4000K | 30W LED Sensor Floodlight Black Body SMD 4000K | 80 | 30 | 4000 | 70
L_268 | V-TAC EUROPE | 30W LED SENSOR FLOODLIGHT BLACK BODY SMD 3000K | 30W LED Sensor Floodlight Black Body SMD 3000K | 80 | 30 | 3000 | 70
L_269 | V-TAC EUROPE | 30W LED SENSOR FLOODLIGHT BLACK BODY SMD 4500K | 30W LED Sensor Floodlight Black Body SMD 4500K | 80 | 30 | 4500 | 70
L_270 | V-TAC EUROPE | 30W LED SENSOR FLOODLIGHT BLACK BODY SMD 3000K | 30W LED Sensor Floodlight Black Body SMD 3000K | 80 | 30 | 3000 | 70
L_271 | V-TAC EUROPE | 20W LED SMD FLOODLIGHT SENSOR WHITE BODY 6000K | 20W LED SMD Floodlight Sensor White Body 6000K | 80 | 20 | 6000 | 70
L_272 | V-TAC EUROPE | 20W LED SMD FLOODLIGHT SENSOR WHITE BODY 4500K | 20W LED SMD Floodlight Sensor White Body 4500K | 80 | 20 | 4500 | 70
L_273 | V-TAC EUROPE | 20W LED SMD FLOODLIGHT SENSOR WHITE BODY 3000K | 20W LED SMD Floodlight Sensor White Body 3000K | 80 | 20 | 3000 | 70
L_274 | V-TAC EUROPE | 20W LED SENSOR FLOODLIGHT BLACK BODY SMD 6400K | 20W LED Sensor Floodlight Black Body SMD 6400K | 80 | 20 | 6400 | 70
L_275 | V-TAC EUROPE | 20W LED SENSOR FLOODLIGHT BLACK BODY SMD 3000K | 20W LED Sensor Floodlight Black Body SMD 3000K | 80 | 20 | 3000 | 70
L_276 | V-TAC EUROPE | 20W LED SENSOR FLOODLIGHT BLACK BODY SMD 6000K | 20W LED SENSOR FLOODLIGHT BLACK BODY SMD 6000K | 80 | 20 | 6000 | 70
L_277 | V-TAC EUROPE | 20W LED SENSOR FLOODLIGHT BLACK BODY SMD 4500K | 20W LED Sensor Floodlight Black Body SMD 4500K | 80 | 20 | 4500 | 70
L_278 | V-TAC EUROPE | 20W LED SENSOR FLOODLIGHT BLACK BODY SMD 3000K | 20W LED Sensor Floodlight Black Body SMD 3000K | 80 | 20 | 3000 | 70
L_279 | V-TAC EUROPE | 10W LED SMD FLOODLIGHT SENSOR WHITE BODY 4500K | 10W LED SMD Floodlight Sensor White Body 4500K | 80 | 10 | 4500 | 70
L_280 | V-TAC EUROPE | 10W LED SMD FLOODLIGHT SENSOR WHITE BODY 3000K | 10W LED SMD Floodlight Sensor White Body 3000K | 80 | 10 | 3000 | 70
L_281 | V-TAC EUROPE | 10W LED SENSOR FLOODLIGHT BLACK BODY SMD 6400K | 10W LED Sensor Floodlight Black Body SMD 6400K | 80 | 10 | 6400 | 70
L_282 | V-TAC EUROPE | 10W LED SENSOR FLOODLIGHT BLACK BODY SMD 4000K | 10W LED Sensor Floodlight Black Body SMD 4000K | 80 | 10 | 4000 | 70
L_283 | V-TAC EUROPE | 10W LED SENSOR FLOODLIGHT BLACK BODY SMD 3000K | 10W LED Sensor Floodlight Black Body SMD 3000K | 80 | 10 | 3000 | 70
L_284 | V-TAC EUROPE | 10W LED SENSOR FLOODLIGHT BLACK BODY SMD 3000K | 10W LED Sensor Floodlight Black Body SMD 3000K | 80 | 10 | 3000 | 70
L_285 | V-TAC EUROPE | 10W LED TRACK LIGHT BLACK&WHITE BODY 6000K | 10W LED Track Light Black&White Body 6000K | 80 | 10 | 6000 | 80
L_286 | V-TAC EUROPE | 10W LED TRACK LIGHT BLACK&WHITE BODY 4000K | 10W LED Track Light Black&White Body 4000K | 80 | 10 | 4000 | 80
L_287 | V-TAC EUROPE | 10W LED TRACK LIGHT BLACK&WHITE BODY 3000K | 10W LED Track Light Black&White Body 3000K | 80 | 10 | 3000 | 80
L_288 | V-TAC EUROPE | 15W LED TRACK LIGHT BLACK BODY 6000K 5 YEARS WARRANTY | 15W LED Track Light Black Body 6000K 5 Years Warranty | 90 | 15 | 6000 | 80
L_289 | V-TAC EUROPE | 15W LED TRACK LIGHT BLACK BODY 4000K 5 YEARS WARRANTY | 15W LED Track Light Black Body 4000K 5 Years Warranty | 90 | 15 | 4000 | 80
L_290 | V-TAC EUROPE | 15W LED TRACK LIGHT BLACK BODY 3000K 5 YEARS WARRANTY | 15W LED Track Light Black Body 3000K 5 Years Warranty | 90 | 15 | 3000 | 80
L_291 | V-TAC EUROPE | 15W LED TRACK LIGHT WHITE BODY 6000K 5 YEARS WARRANTY | 15W LED Track Light White Body 6000K 5 Years Warranty | 90 | 15 | 6000 | 95
L_292 | V-TAC EUROPE | 15W LED TRACK LIGHT WHITE BODY 4000K 5 YEARS WARRANTY | 15W LED Track Light White Body 4000K 5 Years Warranty | 90 | 15 | 4000 | 95
L_293 | V-TAC EUROPE | 15W LED TRACK LIGHT WHITE BODY 3000K 5 YEARS WARRANTY | 15W LED Track Light White Body 3000K 5 Years Warranty | 90 | 15 | 3000 | 95
L_294 | V-TAC EUROPE | 25W LED TRACK LIGHT BLACK&WHITE BODY 6000K | 25W LED Track Light Black&White Body 6000K | 84 | 25 | 6000 | 80
L_295 | V-TAC EUROPE | 25W LED TRACK LIGHT BLACK&WHITE BODY 4000K | 25W LED Track Light Black&White Body 4000K | 84 | 25 | 4000 | 80
L_296 | V-TAC EUROPE | 25W LED TRACK LIGHT BLACK&WHITE BODY 3000K | 25W LED Track Light Black&White Body 3000K | 84 | 25 | 3000 | 80
L_297 | V-TAC EUROPE | 30W LED TRACK LIGHT BLACK BODY 6000K 5 YEARS WARRANTY | 30W LED Track Light Black Body 6000K 5 Years Warranty | 90 | 30 | 6000 | 95
L_298 | V-TAC EUROPE | 30W LED TRACK LIGHT BLACK BODY 4000K 5 YEARS WARRANTY | 30W LED Track Light Black Body 4000K 5 Years Warranty | 90 | 30 | 4000 | 95
L_299 | V-TAC EUROPE | 30W LED TRACK LIGHT BLACK BODY 3000K 5 YEARS WARRANTY | 30W LED Track Light Black Body 3000K 5 Years Warranty | 90 | 30 | 3000 | 95
L_300 | V-TAC EUROPE | 30W LED TRACK LIGHT WHITE BODY 6000K 5 YEARS WARRANTY | 30W LED Track Light White Body 6000K 5 Years Warranty | 90 | 30 | 6000 | 95
L_301 | V-TAC EUROPE | 30W LED TRACK LIGHT WHITE BODY 4000K 5 YEARS WARRANTY | 30W LED Track Light White Body 4000K 5 Years Warranty | 90 | 30 | 4000 | 95
L_302 | V-TAC EUROPE | 30W LED TRACK LIGHT WHITE BODY 3000K 5 YEARS WARRANTY | 30W LED Track Light White Body 3000K 5 Years Warranty | 90 | 30 | 3000 | 95
L_303 | V-TAC EUROPE | 35W LED TRACK LIGHT WHITE BODY 6500KK 5 YEARS WARRANTY | 35W LED Track Light White Body 6500KK 5 Years Warranty | 105 | 33 | 6500 | 80
L_304 | V-TAC EUROPE | 35W LED TRACK LIGHT WHITE BODY 4200KK 5 YEARS WARRANTY | 35W LED Track Light White Body 4200KK 5 Years Warranty | 99 | 35 | 4200 | 80
L_305 | V-TAC EUROPE | 35W LED TRACK LIGHT WHITE BODY 3000K 5 YEARS WARRANTY | 35W LED Track Light White Body 3000K 5 Years Warranty | 99 | 35 | 3000 | 80
L_306 | V-TAC EUROPE | 35W LED TRACK LIGHT WHITE BODY 6000K | 35W LED Track Light White Body 6000K | 99 | 35 | 6000 | 80
L_307 | V-TAC EUROPE | 35W LED TRACK LIGHT WHITE BODY 4000K | 35W LED Track Light White Body 4000K | 99 | 35 | 4000 | 80
L_308 | V-TAC EUROPE | 35W LED TRACK LIGHT WHITE BODY 3000K | 35W LED Track Light White Body 3000K | 99 | 35 | 3000 | 80
L_309 | V-TAC EUROPE | 35W LED TRACK LIGHT BLACK BODY 6000K | 35W LED Track Light Black Body 6000K | 99 | 35 | 6000 | 80
L_310 | V-TAC EUROPE | 35W LED TRACK LIGHT BLACK BODY 4000K | 35W LED Track Light Black Body 4000K | 99 | 35 | 4000 | 80
L_311 | V-TAC EUROPE | 35W LED TRACK LIGHT BLACK BODY 3000K | 35W LED Track Light Black Body 3000K | 99 | 35 | 3000 | 80
L_312 | V-TAC EUROPE | 35W LED TRACK LIGHT BLACK&WHITE BODY 6000K | 35W LED Track Light Black&White Body 6000K | 81 | 35 | 6000 | 80
L_313 | V-TAC EUROPE | 35W LED TRACK LIGHT BLACK&WHITE BODY 4000K | 35W LED Track Light Black&White Body 4000K | 81 | 35 | 4000 | 80
L_314 | V-TAC EUROPE | 35W LED TRACK LIGHT BLACK&WHITE BODY 3000K | 35W LED Track Light Black&White Body 3000K | 81 | 35 | 3000 | 80
L_315 | V-TAC EUROPE | 18W LED SURFACE PANEL LIGHT SATIN NICKEL ROUND 6000K | 18W LED Surface Panel Light Satin Nickel Round 6000K | 83 | 18 | 6000 | 80
L_316 | V-TAC EUROPE | 18W LED SURFACE PANEL LIGHT SATIN NICKEL ROUND 4500K | 18W LED Surface Panel Light Satin Nickel Round 4500K | 83 | 18 | 4500 | 80
L_317 | V-TAC EUROPE | 18W LED SURFACE PANEL LIGHT SATIN NICKEL ROUND 3000K | 18W LED Surface Panel Light Satin Nickel Round 3000K | 83 | 18 | 3000 | 80
L_318 | V-TAC EUROPE | 18W LED SURFACE PANEL LIGHT CHROMEL ROUND 6000K | 18W LED Surface Panel Light Chromel Round 6000K | 83 | 18 | 6000 | 80
L_319 | V-TAC EUROPE | 18W LED SURFACE PANEL LIGHT CHROMEL ROUND 4500K | 18W LED Surface Panel Light Chromel Round 4500K | 83 | 18 | 4500 | 80
L_320 | V-TAC EUROPE | 18W LED SURFACE PANEL LIGHT CHROMEL ROUND 3000K | 18W LED Surface Panel Light Chromel Round 3000K | 83 | 18 | 3000 | 80
L_321 | V-TAC EUROPE | 12W LED SURFACE PANEL LIGHT SATIN NICKEL ROUND 6000K | 12W LED Surface Panel Light Satin Nickel Round 6000K | 83 | 12 | 6000 | 80
L_322 | V-TAC EUROPE | 12W LED SURFACE PANEL LIGHT SATIN NICKEL ROUND 4500K | 12W LED Surface Panel Light Satin Nickel Round 4500K | 83 | 12 | 4500 | 80
L_323 | V-TAC EUROPE | 12W LED SURFACE PANEL LIGHT SATIN NICKEL ROUND 3000K | 12W LED Surface Panel Light Satin Nickel Round 3000K | 83 | 12 | 3000 | 80
L_324 | V-TAC EUROPE | 12W LED SURFACE PANEL LIGHT CHROME ROUND 6000K | 12W LED Surface Panel Light Chrome Round 6000K | 83 | 12 | 6000 | 80
L_325 | V-TAC EUROPE | 12W LED SURFACE PANEL LIGHT CHROME ROUND 4500K | 12W LED Surface Panel Light Chrome Round 4500K | 83 | 12 | 4500 | 80
L_326 | V-TAC EUROPE | 12W LED SURFACE PANEL LIGHT CHROME ROUND 3000K | 12W LED Surface Panel Light Chrome Round 3000K | 83 | 18 | 3000 | 80
L_327 | V-TAC EUROPE | 22W LED SURFACE PANEL DOWNLIGHT - SQUARE 6000K EMC+CR80 | 22W LED Surface Panel Downlight - Square 6000K EMC+CR80 | 100 | 22 | 6000 | 80
L_328 | V-TAC EUROPE | 22W LED SURFACE PANEL DOWNLIGHT - SQUARE 4500K EMC+CR80 | 22W LED Surface Panel Downlight - Square 4500K EMC+CR80 | 100 | 22 | 4500 | 80
L_329 | V-TAC EUROPE | 22W LED SURFACE PANEL DOWNLIGHT - SQUARE 3000K EMC+CR80 | 22W LED Surface Panel Downlight - Square 3000K EMC+CR80 | 100 | 22 | 3000 | 80
L_330 | V-TAC EUROPE | 12W+3W LED SURFACE PANEL DOWNLIGHT - SQUARE 6000K EMC+CR80 | 12W+3W LED Surface Panel Downlight - Square 6000K EMC+CR80 | 100 | 15 | 6000 | 80
L_331 | V-TAC EUROPE | 12W+3W LED SURFACE PANEL DOWNLIGHT - SQUARE 4500K EMC+CR80 | 12W+3W LED Surface Panel Downlight - Square 4500K EMC+CR80 | 100 | 15 | 4500 | 80
L_332 | V-TAC EUROPE | 12W+3W LED SURFACE PANEL DOWNLIGHT - SQUARE 3000K EMC+CR80 | 12W+3W LED Surface Panel Downlight - Square 3000K EMC+CR80 | 100 | 15 | 3000 | 80
L_333 | V-TAC EUROPE | 12W+3W LED SURFACE PANEL DOWNLIGHT - ROUND 6000K EMC+CR80 | 12W+3W LED Surface Panel Downlight - Round 6000K EMC+CR80 | 100 | 15 | 6000 | 80
L_334 | V-TAC EUROPE | 12W+3W LED SURFACE PANEL DOWNLIGHT - ROUND 4500K EMC+CR80 | 12W+3W LED Surface Panel Downlight - Round 4500K EMC+CR80 | 100 | 15 | 4500 | 80
L_335 | V-TAC EUROPE | 12W+3W LED SURFACE PANEL DOWNLIGHT - ROUND 3000K EMC+CR80 | 12W+3W LED Surface Panel Downlight - Round 3000K EMC+CR80 | 100 | 15 | 3000 | 80
L_336 | V-TAC EUROPE | 6W+2W LED SURFACE PANEL DOWNLIGHT - SQUARE 6000K EMC+CR80 | 6W+2W LED Surface Panel Downlight - Square 6000K EMC+CR80 | 100 | 8 | 6000 | 80
L_337 | V-TAC EUROPE | 6W+2W LED SURFACE PANEL DOWNLIGHT - SQUARE 4500K EMC+CR80 | 6W+2W LED Surface Panel Downlight - Square 4500K EMC+CR80 | 100 | 8 | 4500 | 80
L_338 | V-TAC EUROPE | 6W+2W LED SURFACE PANEL DOWNLIGHT - SQUARE 3000K EMC+CR80 | 6W+2W LED Surface Panel Downlight - Square 3000K EMC+CR80 | 100 | 8 | 3000 | 80
L_339 | V-TAC EUROPE | 6W+2W LED SURFACE PANEL DOWNLIGHT - ROUND 6000K EMC+CR80 | 6W+2W LED Surface Panel Downlight - Round 6000K EMC+CR80 | 100 | 8 | 6000 | 80
L_340 | V-TAC EUROPE | 6W+2W LED SURFACE PANEL DOWNLIGHT - ROUND 4500K EMC+CR80 | 6W+2W LED Surface Panel Downlight - Round 4500K EMC+CR80 | 100 | 8 | 4500 | 80
L_341 | V-TAC EUROPE | 6W+2W LED SURFACE PANEL DOWNLIGHT - ROUND 3000K EMC+CR80 | 6W+2W LED Surface Panel Downlight - Round 3000K EMC+CR80 | 100 | 8 | 3000 | 80
L_342 | V-TAC EUROPE | 22W LED SURFACE PANEL DOWNLIGHT - ROUND 3000K | 22W LED Surface Panel Downlight - Round 3000K | 100 | 22 | 3000 | 80
L_343 | V-TAC EUROPE | 22W LED SURFACE PANEL DOWNLIGHT - ROUND 4500K | 22W LED Surface Panel Downlight - Round 4500K | 100 | 22 | 4500 | 80
L_344 | V-TAC EUROPE | 22W LED SURFACE PANEL DOWNLIGHT - ROUND 6000K | 22W LED Surface Panel Downlight - Round 6000K | 100 | 22 | 6000 | 80
L_345 | V-TAC EUROPE | 22W LED SURFACE PANEL DOWNLIGHT - SQUARE 3000K | 22W LED Surface Panel Downlight - Square 3000K | 100 | 22 | 3000 | 80
L_346 | V-TAC EUROPE | 22W LED SURFACE PANEL DOWNLIGHT - SQUARE 4500K | 22W LED Surface Panel Downlight - Square 4500K | 100 | 22 | 4500 | 80
L_347 | V-TAC EUROPE | 22W LED SURFACE PANEL DOWNLIGHT - SQUARE 6000K | 22W LED Surface Panel Downlight - Square 6000K | 100 | 22 | 6000 | 80
L_348 | V-TAC EUROPE | 15W LED SURFACE PANEL DOWNLIGHT - ROUND 3000K | 15W LED Surface Panel Downlight - Round 3000K | 100 | 15 | 3000 | 80
L_349 | V-TAC EUROPE | 15W LED SURFACE PANEL DOWNLIGHT - ROUND 4500K | 15W LED Surface Panel Downlight - Round 4500K | 100 | 15 | 4500 | 80
L_350 | V-TAC EUROPE | 15W LED SURFACE PANEL DOWNLIGHT - ROUND 6000K | 15W LED Surface Panel Downlight - Round 6000K | 100 | 15 | 6000 | 80
L_351 | V-TAC EUROPE | 15W LED SURFACE PANEL DOWNLIGHT - SQUARE 3000K | 15W LED Surface Panel Downlight - Square 3000K | 100 | 15 | 3000 | 80
L_352 | V-TAC EUROPE | 15W LED SURFACE PANEL DOWNLIGHT - SQUARE 4500K | 15W LED Surface Panel Downlight - Square 4500K | 100 | 15 | 4500 | 80
L_353 | V-TAC EUROPE | 15W LED SURFACE PANEL DOWNLIGHT - SQUARE 6000K | 15W LED Surface Panel Downlight - Square 6000K | 100 | 15 | 6000 | 80
L_354 | V-TAC EUROPE | 8W LED SURFACE PANEL DOWNLIGHT - ROUND 3000K | 8W LED Surface Panel Downlight - Round 3000K | 100 | 8 | 3000 | 80
L_355 | V-TAC EUROPE | 8W LED SURFACE PANEL DOWNLIGHT - ROUND 4500K | 8W LED Surface Panel Downlight - Round 4500K | 100 | 8 | 4500 | 80
L_356 | V-TAC EUROPE | 8W LED SURFACE PANEL DOWNLIGHT - ROUND 6000K | 8W LED Surface Panel Downlight - Round 6000K | 100 | 8 | 6000 | 80
L_357 | V-TAC EUROPE | 8W LED SURFACE PANEL DOWNLIGHT - SQUARE 3000K | 8W LED Surface Panel Downlight - Square 3000K | 100 | 8 | 3000 | 80
L_358 | V-TAC EUROPE | 8W LED SURFACE PANEL DOWNLIGHT - SQUARE 4500K | 8W LED Surface Panel Downlight - Square 4500K | 100 | 8 | 4500 | 80
L_359 | V-TAC EUROPE | 8W LED SURFACE PANEL DOWNLIGHT - SQUARE 6000K | 8W LED Surface Panel Downlight - Square 6000K | 100 | 8 | 6000 | 80
L_360 | V-TAC EUROPE | 24W LED SLIM PANEL LIGHT SATIN NICKEL ROUND 6000K | 24W LED Slim Panel Light Satin Nickel Round 6000K | 83 | 24 | 6000 | 80
L_361 | V-TAC EUROPE | 24W LED SLIM PANEL LIGHT SATIN NICKEL ROUND 4500K | 24W LED Slim Panel Light Satin Nickel Round 4500K | 83 | 24 | 4500 | 80
L_362 | V-TAC EUROPE | 24W LED SLIM PANEL LIGHT SATIN NICKEL ROUND 3000K | 24W LED Slim Panel Light Satin Nickel Round 3000K | 83 | 24 | 3000 | 80
L_363 | V-TAC EUROPE | 24W LED SLIM PANEL LIGHT CHROME ROUND 6000K | 24W LED Slim Panel Light Chrome Round 6000K | 83 | 24 | 6000 | 80
L_364 | V-TAC EUROPE | 24W LED SLIM PANEL LIGHT CHROME ROUND 4500K | 24W LED Slim Panel Light Chrome Round 4500K | 83 | 24 | 4500 | 80
L_365 | V-TAC EUROPE | 24W LED SLIM PANEL LIGHT CHROME ROUND 3000K | 24W LED Slim Panel Light Chrome Round 3000K | 83 | 24 | 3000 | 80
L_366 | V-TAC EUROPE | 18W LED SLIM PANEL LIGHT SATIN NICKEL ROUND 6000K | 18W LED Slim Panel Light Satin Nickel Round 6000K | 83 | 18 | 6000 | 80
L_367 | V-TAC EUROPE | 18W LED SLIM PANEL LIGHT SATIN NICKEL ROUND 4500K | 18W LED Slim Panel Light Satin Nickel Round 4500K | 83 | 18 | 4500 | 80
L_368 | V-TAC EUROPE | 18W LED SLIM PANEL LIGHT SATIN NICKEL ROUND 3000K | 18W LED Slim Panel Light Satin Nickel Round 3000K | 83 | 18 | 3000 | 80
L_369 | V-TAC EUROPE | 18W LED SLIM PANEL LIGHT CHROME ROUND 6000K | 18W LED Slim Panel Light Chrome Round 6000K | 83 | 18 | 6000 | 80
L_370 | V-TAC EUROPE | 18W LED SLIM PANEL LIGHT CHROME ROUND 4500K | 18W LED Slim Panel Light Chrome Round 4500K | 83 | 18 | 4500 | 80
L_371 | V-TAC EUROPE | 18W LED SLIM PANEL LIGHT CHROME ROUND 3000K | 18W LED Slim Panel Light Chrome Round 3000K | 83 | 18 | 3000 | 80
L_372 | V-TAC EUROPE | 12W LED SLIM PANEL LIGHT SATIN NICKEL ROUND 6000K | 12W LED Slim Panel Light Satin Nickel Round 6000K | 83 | 12 | 6000 | 80
L_373 | V-TAC EUROPE | 12W LED SLIM PANEL LIGHT SATIN NICKEL ROUND 4500K | 12W LED Slim Panel Light Satin Nickel Round 4500K | 83 | 12 | 4500 | 80
L_374 | V-TAC EUROPE | 12W LED SLIM PANEL LIGHT SATIN NICKEL ROUND 3000K | 12W LED Slim Panel Light Satin Nickel Round 3000K | 83 | 12 | 3000 | 80
L_375 | V-TAC EUROPE | 12W LED SLIM PANEL LIGHT CHROME ROUND 6000K | 12W LED Slim Panel Light Chrome Round 6000K | 83 | 12 | 6000 | 80
L_376 | V-TAC EUROPE | 12W LED SLIM PANEL LIGHT CHROME ROUND 4500K | 12W LED Slim Panel Light Chrome Round 4500K | 83 | 12 | 4500 | 80
L_377 | V-TAC EUROPE | 12W LED SLIM PANEL LIGHT CHROME ROUND 3000K | 12W LED Slim Panel Light Chrome Round 3000K | 83 | 12 | 3000 | 80
L_378 | V-TAC EUROPE | 24W LED PREMIUM PANEL DOWNLIGHT - ROUND 6400K | 24W LED Premium Panel Downlight - Round 6400K | 83 | 24 | 6400 | 80
L_379 | V-TAC EUROPE | 24W LED PREMIUM PANEL DOWNLIGHT - ROUND 4000K | 24W LED Premium Panel Downlight - Round 4000K | 83 | 24 | 4000 | 80
L_380 | V-TAC EUROPE | 24W LED PREMIUM PANEL DOWNLIGHT - ROUND 3000K | 24W LED Premium Panel Downlight - Round 3000K | 83 | 24 | 3000 | 80
L_381 | V-TAC EUROPE | 24W LED PREMIUM PANEL DOWNLIGHT - SQUARE 6400K | 24W LED Premium Panel Downlight - Square 6400K | 83 | 24 | 6400 | 80
L_382 | V-TAC EUROPE | 24W LED PREMIUM PANEL DOWNLIGHT - SQUARE 4000K | 24W LED Premium Panel Downlight - Square 4000K | 83 | 24 | 4000 | 80
L_383 | V-TAC EUROPE | 24W LED PREMIUM PANEL DOWNLIGHT - SQUARE 3000K | 24W LED Premium Panel Downlight - Square 3000K | 83 | 24 | 3000 | 80
L_384 | V-TAC EUROPE | 18W LED PREMIUM PANEL DOWNLIGHT - ROUND 6400K | 18W LED Premium Panel Downlight - Round 6400K | 83 | 18 | 6400 | 80
L_385 | V-TAC EUROPE | 18W LED PREMIUM PANEL DOWNLIGHT - ROUND 4000K | 18W LED Premium Panel Downlight - Round 4000K | 83 | 18 | 4000 | 80
L_386 | V-TAC EUROPE | 18W LED PREMIUM PANEL DOWNLIGHT - ROUND 3000K | 18W LED Premium Panel Downlight - Round 3000K | 83 | 18 | 3000 | 80
L_387 | V-TAC EUROPE | 18W LED PREMIUM PANEL DOWNLIGHT - SQUARE 6400K | 18W LED Premium Panel Downlight - Square 6400K | 83 | 18 | 6400 | 80
L_388 | V-TAC EUROPE | 18W LED PREMIUM PANEL DOWNLIGHT - SQUARE 4000K | 18W LED Premium Panel Downlight - Square 4000K | 83 | 18 | 4000 | 80
L_389 | V-TAC EUROPE | 18W LED PREMIUM PANEL DOWNLIGHT - SQUARE 3000K | 18W LED Premium Panel Downlight - Square 3000K | 83 | 18 | 3000 | 80
L_390 | V-TAC EUROPE | 12W LED PREMIUM PANEL DOWNLIGHT - ROUND 6400K | 12W LED Premium Panel Downlight - Round 6400K | 83 | 12 | 6400 | 80
L_391 | V-TAC EUROPE | 12W LED PREMIUM PANEL DOWNLIGHT - ROUND 4000K | 12W LED Premium Panel Downlight - Round 4000K | 83 | 12 | 4000 | 80
L_392 | V-TAC EUROPE | 12W LED PREMIUM PANEL DOWNLIGHT - ROUND 3000K | 12W LED Premium Panel Downlight - Round 3000K | 83 | 12 | 3000 | 80
L_393 | V-TAC EUROPE | 12W LED PREMIUM PANEL DOWNLIGHT - SQUARE 6400K | 12W LED Premium Panel Downlight - Square 6400K | 83 | 12 | 6400 | 80
L_394 | V-TAC EUROPE | 12W LED PREMIUM PANEL DOWNLIGHT - SQUARE 4000K | 12W LED Premium Panel Downlight - Square 4000K | 83 | 12 | 4000 | 80
L_395 | V-TAC EUROPE | 12W LED PREMIUM PANEL DOWNLIGHT - SQUARE 3000K | 12W LED Premium Panel Downlight - Square 3000K | 83 | 12 | 3000 | 80
L_396 | V-TAC EUROPE | 29W LED FRAMELESS PANEL LIGHT SQUARE 6000K | 29W LED Frameless Panel Light Square 6000K | 97 | 29 | 6000 | 80
L_397 | V-TAC EUROPE | 29W LED FRAMELESS PANEL LIGHT SQUARE 4200KК | 29W LED Frameless Panel Light Square 4200Kк | 97 | 29 | 4200 | 80
L_398 | V-TAC EUROPE | 29W LED FRAMELESS PANEL LIGHT SQUARE 3000K | 29W LED Frameless Panel Light Square 3000K | 97 | 29 | 3000 | 80
L_399 | V-TAC EUROPE | 29W LED FRAMELESS PANEL LIGHT ROUND 6000K | 29W LED Frameless Panel Light Round 6000K | 97 | 29 | 6000 | 80
L_400 | V-TAC EUROPE | 29W LED FRAMELESS PANEL LIGHT ROUND 4200KK | 29W LED Frameless Panel Light Round 4200KK | 97 | 29 | 4200 | 80
L_401 | V-TAC EUROPE | 29W LED FRAMELESS PANEL LIGHT ROUND 3000K | 29W LED Frameless Panel Light Round 3000K | 97 | 29 | 3000 | 80
L_402 | V-TAC EUROPE | 22W LED FRAMELESS PANEL LIGHT SQUARE 6000K | 22W LED Frameless Panel Light Square 6000K | 100 | 22 | 6000 | 80
L_403 | V-TAC EUROPE | 22W LED FRAMELESS PANEL LIGHT SQUARE 4200KK | 22W LED Frameless Panel Light Square 4200KK | 100 | 22 | 4200 | 80
L_404 | V-TAC EUROPE | 22W LED FRAMELESS PANEL LIGHT SQUARE 3000K | 22W LED Frameless Panel Light Square 3000K | 100 | 22 | 3000 | 80
L_405 | V-TAC EUROPE | 22W LED FRAMELESS PANEL LIGHT ROUND 6000K | 22W LED Frameless Panel Light Round 6000K | 100 | 22 | 6000 | 80
L_406 | V-TAC EUROPE | 22W LED FRAMELESS PANEL LIGHT ROUND 4200KK | 22W LED Frameless Panel Light Round 4200KK | 100 | 22 | 4200 | 80
L_407 | V-TAC EUROPE | 22W LED FRAMELESS PANEL LIGHT ROUND 3000K | 22W LED Frameless Panel Light Round 3000K | 100 | 22 | 3000 | 80
L_408 | V-TAC EUROPE | 15W LED FRAMELESS PANEL LIGHT SQUARE 6000K | 15W LED Frameless Panel Light Square 6000K | 100 | 15 | 6000 | 80
L_409 | V-TAC EUROPE | 15W LED FRAMELESS PANEL LIGHT SQUARE 4200KK | 15W LED Frameless Panel Light Square 4200KK | 100 | 15 | 4200 | 80
L_410 | V-TAC EUROPE | 15W LED FRAMELESS PANEL LIGHT SQUARE 3000K | 15W LED Frameless Panel Light Square 3000K | 100 | 15 | 3000 | 80
L_411 | V-TAC EUROPE | 15W LED FRAMELESS PANEL LIGHT ROUND 6000K | 15W LED Frameless Panel Light Round 6000K | 100 | 15 | 6000 | 80
L_412 | V-TAC EUROPE | 15W LED FRAMELESS PANEL LIGHT ROUND 4200KK | 15W LED Frameless Panel Light Round 4200KK | 100 | 15 | 4200 | 80
L_413 | V-TAC EUROPE | 15W LED FRAMELESS PANEL LIGHT ROUND 3000K | 15W LED Frameless Panel Light Round 4200KK | 100 | 15 | 3000 | 80
L_414 | V-TAC EUROPE | 8W LED FRAMELESS PANEL LIGHT SQUARE 6000K | 8W LED Frameless Panel Light Square 6000K | 100 | 8 | 6000 | 80
L_415 | V-TAC EUROPE | 8W LED FRAMELESS PANEL LIGHT SQUARE 4200KK | 8W LED Frameless Panel Light Square 4200KK | 100 | 8 | 4200 | 80
L_416 | V-TAC EUROPE | 8W LED FRAMELESS PANEL LIGHT SQUARE 3000K | 8W LED Frameless Panel Light Square 3000K | 100 | 8 | 3000 | 80
L_417 | V-TAC EUROPE | 8W LED FRAMELESS PANEL LIGHT ROUND 6000K | 8W LED Frameless Panel Light Round 6000K | 100 | 8 | 6000 | 80
L_418 | V-TAC EUROPE | 8W LED FRAMELESS PANEL LIGHT ROUND 4200KK | 8W LED Frameless Panel Light Round 4200KK | 100 | 8 | 4200 | 80
L_419 | V-TAC EUROPE | 8W LED FRAMELESS PANEL LIGHT ROUND 3000K | 8W LED Frameless Panel Light Round 3000K | 100 | 8 | 3000 | 80
L_420 | V-TAC EUROPE | 22W LED PANEL DOWNLIGHT - ROUND 4500K 100LM/W W/O DRIVER | 22W LED Panel Downlight - Round 4500K 100Lm/W W/O Driver | 100 | 22 | 4500 | 80
L_421 | V-TAC EUROPE | 22W LED PANEL DOWNLIGHT - ROUND 6000K 100LM/W W/O DRIVER | 22W LED Panel Downlight - Round 6000K 100Lm/W W/O Driver | 100 | 22 | 6000 | 80
L_422 | V-TAC EUROPE | 22W LED PANEL DOWNLIGHT - SQUARE 3000K 100LM/W W/O DRIVER | 22W LED Panel Downlight - Square 3000K 100Lm/W W/O Driver | 100 | 22 | 3000 | 80
L_423 | V-TAC EUROPE | 15W LED PANEL DOWNLIGHT - ROUND 6000K 100LM/W W/O DRIVER | 15W LED Panel Downlight - Round 6000K 100Lm/W W/O Driver | 100 | 15 | 6000 | 80
L_424 | V-TAC EUROPE | 15W LED PANEL DOWNLIGHT - SQUARE 3000K 100LM/W W/O DRIVER | 15W LED Panel Downlight - Square 3000K 100Lm/W W/O Driver | 100 | 15 | 3000 | 80
L_425 | V-TAC EUROPE | 15W LED PANEL DOWNLIGHT - SQUARE 4500K 100LM/W W/O DRIVER | 15W LED Panel Downlight - Square 4500K 100Lm/W W/O Driver | 100 | 15 | 4500 | 80
L_426 | V-TAC EUROPE | 15W LED PANEL DOWNLIGHT - SQUARE 6000K 100LM/W W/O DRIVER | 15W LED Panel Downlight - Square 6000K 100Lm/W W/O Driver | 100 | 15 | 6000 | 80
L_427 | V-TAC EUROPE | 8W LED PANEL DOWNLIGHT - ROUND 6000K 100LM/W W/O DRIVER | 8W LED Panel Downlight - Round 6000K 100Lm/W W/O Driver | 100 | 8 | 6000 | 80
L_428 | V-TAC EUROPE | 8W LED PANEL DOWNLIGHT - SQUARE 6000K 100LM/W W/O DRIVER | 8W LED Panel Downlight - Square 6000K 100Lm/W W/O Driver | 100 | 8 | 6000 | 80
L_429 | V-TAC EUROPE | 15W LED CELING LIGHT SQUARE 6500KK | 15W LED Celing Light Square 6500KK | 83 | 15 | 6500 | 80
L_430 | V-TAC EUROPE | 15W LED CELING LIGHT SQUARE 3000K | 15W LED Celing Light Square 3000K | 83 | 15 | 3000 | 80
L_431 | V-TAC EUROPE | 15W LED CELING LIGHT ROUND 6500KK | 15W LED Celing Light Round 6500KK | 83 | 15 | 6500 | 80
L_432 | V-TAC EUROPE | 15W LED CELING LIGHT ROUND 3000K | 15W LED Celing Light Round 3000K | 83 | 15 | 3000 | 80
L_433 | V-TAC EUROPE | 15W DOME LIGHT FRAMELESSCEILING SURFACE SQUARE IP44 4000K | 15W Dome Light FramelessCeiling Surface Square IP44 4000K | 83 | 15 | 4000 | 80
L_434 | V-TAC EUROPE | 16W DOME LED LIGHT WITH SENSOR MICROWAVE 6000K | 16W Dome LED Light With Sensor Microwave 6000K | 81 | 16 | 6000 | 80
L_435 | V-TAC EUROPE | 16W DOME LED LIGHT WITH SENSOR MICROWAVE 4000K | 16W Dome LED Light With Sensor Microwave 4000K | 81 | 16 | 4000 | 80
L_436 | V-TAC EUROPE | 40W LED COB DOWNLIGHT ROUND A++ 120LM/W 6000K | 40W LED COB Downlight Round A++ 120Lm/W 6000K | 120 | 40 | 6000 | 80
L_437 | V-TAC EUROPE | 40W LED COB DOWNLIGHT ROUND A++ 120LM/W 4500K | 40W LED COB Downlight Round A++ 120Lm/W 4500K | 120 | 40 | 4500 | 80
L_438 | V-TAC EUROPE | 30W LED COB DOWNLIGHT ROUND A++ 120LM/W 6000K | 30W LED COB Downlight Round A++ 120Lm/W 6000K | 120 | 30 | 6000 | 80
L_439 | V-TAC EUROPE | 30W LED COB DOWNLIGHT ROUND A++ 120LM/W 4000K | 30W LED COB Downlight Round A++ 120Lm/W 4000K | 120 | 30 | 4000 | 80
L_440 | V-TAC EUROPE | 30W LED COB DOWNLIGHT ROUND A++ 120LM/W 3000K | 30W LED COB Downlight Round A++ 120Lm/W 3000K | 120 | 30 | 3000 | 80
L_441 | V-TAC EUROPE | 20W LED COB DOWNLIGHT ROUND A++ 120LM/W 6000K | 20W LED COB Downlight Round A++ 120Lm/W 6000K | 120 | 20 | 6000 | 80
L_442 | V-TAC EUROPE | 20W LED COB DOWNLIGHT ROUND A++ 120LM/W 4000K | 20W LED COB Downlight Round A++ 120Lm/W 4000K | 120 | 20 | 4000 | 80
L_443 | V-TAC EUROPE | 20W LED COB DOWNLIGHT ROUND A++ 120LM/W 2000KK | 20W LED COB Downlight Round A++ 120Lm/W 2000KK | 120 | 20 | 2000 | 80
L_444 | V-TAC EUROPE | 10W LED COB DOWNLIGHT ROUND A++ 120LM/W 6000K | 10W LED COB Downlight Round A++ 120Lm/W 6000K | 120 | 10 | 6000 | 80
L_445 | V-TAC EUROPE | 10W LED COB DOWNLIGHT ROUND A++ 120LM/W 4500K | 10W LED COB Downlight Round A++ 120Lm/W 4500K | 120 | 10 | 4500 | 80
L_446 | V-TAC EUROPE | 10W LED COB DOWNLIGHT ROUND A++ 120LM/W 3000K | 10W LED COB Downlight Round A++ 120Lm/W 3000K | 120 | 10 | 3000 | 80
L_447 | V-TAC EUROPE | 3W LED DOWNLIGHT COB SQUARE - WHITE BODY 6000K | 3W LED Downlight COB Square - White Body 6000K | 80 | 3 | 6000 | 80
L_448 | V-TAC EUROPE | 3W LED DOWNLIGHT COB SQUARE - WHITE BODY 3000K | 3W LED Downlight COB Square - White Body 3000K | 80 | 3 | 3000 | 80
L_449 | V-TAC EUROPE | 3W LED DOWNLIGHT COB ROUND - WHITE BODY 6000K | 3W LED Downlight COB Round - White Body 6000K | 80 | 3 | 6000 | 80
L_450 | V-TAC EUROPE | LED BULB- 4W FILAMENT E14 P45 2700K DIMMABLE | LED Bulb- 4W Filament E14 P45 2700K Dimmable | 80 | 4 | 2700 | 80
L_451 | V-TAC EUROPE | LED BULB- 8W FILAMENT E27 G125 AMBER 2200K DIMMABLE | LED Bulb- 8W Filament E27 G125 Amber 2200K Dimmable | 88 | 8 | 2200 | 80
L_452 | V-TAC EUROPE | LED BULB- 4W FILAMENT E27 G125 2700K DIMMABLE | LED Bulb- 4W Filament E27 G125 2700K Dimmable | 80 | 4 | 2700 | 80
L_453 | V-TAC EUROPE | LED BULB- 7W FILAMENT E27 G95 FROST COVER 2700K DIMMABLE | LED Bulb- 7W Filament E27 G95 Frost Cover 2700K Dimmable | 107 | 7 | 2700 | 80
L_454 | V-TAC EUROPE | LED BULB- 6W FILAMENT E27 G95 AMBER 2700K DIMMABLE | LED Bulb- 6W Filament E27 G95 Amber 2700K Dimmable | 83 | 6 | 2700 | 80
L_455 | V-TAC EUROPE | LED BULB- 4W FILAMENT E14 FROST COVER CANDLE TAIL 2700K DIMMABLE | LED Bulb- 4W Filament E14 Frost Cover Candle Tail 2700K Dimmable | 88 | 4 | 2700 | 80
L_456 | V-TAC EUROPE | LED BULB- 4W FILAMENT E14 FROST COVER 2700K DIMMABLE | LED Bulb- 4W Filament E14 Frost Cover 2700K Dimmable | 80 | 4 | 2700 | 80
L_457 | V-TAC EUROPE | LED BULB- 4W FILAMENT E14 TWIST CANDLE CROSS TAIL 2700K DIMMABLE | LED Bulb- 4W Filament E14 Twist Candle Cross Tail 2700K Dimmable | 80 | 4 | 2700 | 80
L_458 | V-TAC EUROPE | LED BULB- 4W FILAMENT E14 TWIST CANDLE TAIL 2700K DIMMABLE | LED Bulb- 4W Filament E14 Twist Candle Tail 2700K Dimmable | 80 | 4 | 2700 | 80
L_459 | V-TAC EUROPE | LED BULB- 4W FILAMENT E14 TWIST CANDLE 2700K DIMMABLE | LED Bulb- 4W Filament E14 Twist Candle 2700K Dimmable | 80 | 4 | 2700 | 80
L_460 | V-TAC EUROPE | LED BULB- 4W FILAMENT E14 CANDLE TAIL 2700K DIMMABLE | LED Bulb- 4W Filament E14 Candle Tail 2700K Dimmable | 80 | 4 | 2700 | 80
L_461 | V-TAC EUROPE | LED BULB- 4W FILAMENT CROSS E14 CANDLE 2700K DIMMABLE | LED Bulb- 4W Filament Cross E14 Candle 2700K Dimmable | 80 | 4 | 2700 | 80
L_462 | V-TAC EUROPE | LED BULB- 4W FILAMENT E14 CANDLE 2700K DIMMABLE | LED Bulb- 4W Filament E14 Candle 2700K Dimmable | 80 | 4 | 2700 | 80
L_463 | V-TAC EUROPE | LED BULB- 4W E27 FILAMENT CROSS 2700K DIMMABLE | LED Bulb- 4W E27 Filament Cross 2700K Dimmable | 80 | 4 | 2700 | 80
L_464 | V-TAC EUROPE | LED BULB- 13W G120 Е27 6400K DIMMABLE | LED Bulb- 13W G120 Е27 6400K Dimmable | 81 | 13 | 6400 | 80
L_465 | V-TAC EUROPE | LED BULB- 13W G120 Е27 4000K DIMMABLE | LED Bulb- 13W G120 Е27 4000K Dimmable | 81 | 13 | 4000 | 80
L_466 | V-TAC EUROPE | LED BULB- 13W G120 Е27 2700K DIMMABLE | LED Bulb- 13W G120 Е27 2700K Dimmable | 81 | 13 | 2700 | 80
L_467 | V-TAC EUROPE | LED BULB- 12W E27 A60 THERMOPLASTIC 6400K DIMMABLE | LED Bulb- 12W E27 A60 Thermoplastic 6400K Dimmable | 88 | 12 | 6400 | 80
L_468 | V-TAC EUROPE | LED BULB- 12W E27 A60 THERMOPLASTIC 4000K DIMMABLE | LED Bulb- 12W E27 A60 Thermoplastic 4000K Dimmable | 88 | 12 | 4000 | 80
L_469 | V-TAC EUROPE | LED BULB- 12W E27 A60 THERMOPLASTIC 2700K DIMMABLE | LED Bulb- 12W E27 A60 Thermoplastic 2700K Dimmable | 88 | 12 | 2700 | 80
L_470 | V-TAC EUROPE | LED BULB- 7W T30 E27 FILAMENT AMBER 2200K | LED Bulb- 7W T30 E27 Filament Amber 2200K | 100 | 7 | 2200 | 80
L_471 | V-TAC EUROPE | LED BULB- 6W T30 E27 FILAMENT AMBER 2200K | LED Bulb- 6W T30 E27 Filament Amber 2200K | 100 | 6 | 2200 | 80
L_472 | V-TAC EUROPE | LED BULB- 2W T30 E27 FILAMENT AMBER 2200K | LED Bulb- 2W T30 E27 Filament Amber 2200K | 100 | 2 | 2200 | 80
L_473 | V-TAC EUROPE | LED BULB- 2W T30 E27 FILAMENT 2700K - | LED Bulb- 2W T30 E27 Filament 2700K - | 100 | 2 | 2700 | 80
L_474 | V-TAC EUROPE | LED BULB- 4W FILAMENT CROSS E14 P45 FROST COVER 6400K | LED Bulb- 4W Filament Cross E14 P45 Frost Cover 6400K | 100 | 4 | 6400 | 80
L_475 | V-TAC EUROPE | LED BULB- 4W FILAMENT CROSS E14 P45 FROST COVER 4000K | LED Bulb- 4W Filament Cross E14 P45 Frost Cover 4000K | 100 | 4 | 4000 | 80
L_476 | V-TAC EUROPE | LED BULB- 4W FILAMENT E14 P45 CROSS FROST COVER 2700K | LED Bulb- 4W Filament E14 P45 Cross Frost Cover 2700K | 100 | 4 | 2700 | 80
L_477 | V-TAC EUROPE | LED BULB- 4W FILAMENT E14 P45 6000K | LED Bulb- 4W Filament E14 P45 6000K | 100 | 4 | 6000 | 80
L_478 | V-TAC EUROPE | LED BULB- 4W FILAMENT CROSS E14 P45 4500K | LED Bulb- 4W Filament Cross E14 P45 4500K | 100 | 4 | 4500 | 80
L_479 | V-TAC EUROPE | LED BULB- 4W FILAMENT E14 P45 CLEAR COVER 2700K | LED Bulb- 4W Filament E14 P45 Clear Cover 2700K | 100 | 4 | 2700 | 80
L_480 | V-TAC EUROPE | LED BULB- 4W FILAMENT E14 P45 2700K | LED Bulb- 4W Filament E14 P45 2700K | 100 | 4 | 2700 | 80
L_481 | V-TAC EUROPE | LED BULB- 4W FILAMENT E27 G45 FROST COVER 6400K | LED Bulb- 4W Filament E27 G45 Frost Cover 6400K | 100 | 4 | 6400 | 80
L_482 | V-TAC EUROPE | LED BULB- 4W FILAMENT E27 G45 FROST COVER 4500K | LED Bulb- 4W Filament E27 G45 Frost Cover 4500K | 100 | 4 | 4500 | 80
L_483 | V-TAC EUROPE | LED BULB- 4W FILAMENT E27 G45 FROST COVER 2700K | LED Bulb- 4W Filament E27 G45 Frost Cover 2700K | 100 | 4 | 2700 | 80
L_484 | V-TAC EUROPE | LED BULB- 4W FILAMENT E27 G45 6000K | LED Bulb- 4W Filament E27 G45 6000K | 100 | 4 | 6000 | 80
L_485 | V-TAC EUROPE | LED BULB- 4W FILAMENT E27 G45 4500K | LED Bulb- 4W Filament E27 G45 4500K | 100 | 4 | 4500 | 80
L_486 | V-TAC EUROPE | LED BULB- 4W FILAMENT E27 G45 CLEAR COVER 2700K | LED Bulb- 4W Filament E27 G45 Clear Cover 2700K | 100 | 4 | 2700 | 80
L_487 | V-TAC EUROPE | LED BULB- 4W FILAMENT E27 G45 2700K | LED Bulb- 4W Filament E27 G45 2700K | 100 | 4 | 2700 | 80
L_488 | V-TAC EUROPE | LED BULB- 8W FILAMENT E27 G125 AMBER 2200K | LED Bulb- 8W Filament E27 G125 Amber 2200K | 100 | 8 | 2200 | 80
L_489 | V-TAC EUROPE | LED BULB- 7W FILAMENT E27 G125 FROST COVER 6400K | LED Bulb- 7W Filament E27 G125 Frost Cover 6400K | 120 | 7 | 6400 | 80
L_490 | V-TAC EUROPE | LED BULB- 7W FILAMENT E27 G125 FROST COVER 2700K | LED Bulb- 7W Filament E27 G125 Frost Cover 2700K | 120 | 7 | 2700 | 80
L_491 | V-TAC EUROPE | LED BULB- 6W FILAMENT E27 G125 AMBER 2300KK | LED Bulb- 6W Filament E27 G125 Amber 2300KK | 100 | 6 | 2300 | 80
L_492 | V-TAC EUROPE | LED BULB- 7W VINTAGE SPECIAL FILAMENT E27 G95 2200K | LED Bulb- 7W Vintage Special Filament E27 G95 2200K | 100 | 7 | 2200 | 80
L_493 | V-TAC EUROPE | LED BULB- 8W FILAMENT E27 G95 AMBER 2200K | LED Bulb- 8W Filament E27 G95 Amber 2200K | 100 | 8 | 2200 | 80
L_494 | V-TAC EUROPE | LED BULB- 7W FILAMENT E27 G95 FROST COVER 6400K | LED Bulb- 7W Filament E27 G95 Frost Cover 6400K | 120 | 7 | 6400 | 80
L_495 | V-TAC EUROPE | LED BULB- 7W FILAMENT E27 G95 FROST COVER 2700K | LED Bulb- 7W Filament E27 G95 Frost Cover 2700K | 120 | 7 | 2700 | 80
L_496 | V-TAC EUROPE | LED BULB- 4W FILAMENT E27 G95 AMBER 2200K | LED Bulb- 4W Filament E27 G95 Amber 2200K | 100 | 4 | 2200 | 80
L_497 | V-TAC EUROPE | LED BULB- 4W FILAMENT E14 WHITE COVER CANDLE TAIL 6400K | LED Bulb- 4W Filament E14 White Cover Candle Tail 6400K | 100 | 4 | 6400 | 80
L_498 | V-TAC EUROPE | LED BULB- 4W FILAMENT E14 WHITE COVER CANDLE TAIL 4000K | LED Bulb- 4W Filament E14 White Cover Candle Tail 4000K | 100 | 4 | 4000 | 80
L_499 | V-TAC EUROPE | LED BULB- 4W FILAMENT E14 WHITE COVER CANDLE TAIL CROSS 2700K | LED Bulb- 4W Filament E14 White Cover Candle Tail Cross 2700K | 100 | 4 | 2700 | 80
L_500 | V-TAC EUROPE | LED BULB- 4W FILAMENT E14 WHITE COVER CANDLE TAIL 2700K | LED Bulb- 4W Filament E14 White Cover Candle Tail 2700K | 100 | 4 | 2700 | 80
L_501 | V-TAC EUROPE | LED BULB- 4W FILAMENT E14 WHITE COVER CANDLE CROSS 6400K | LED Bulb- 4W Filament E14 White Cover Candle Cross 6400K | 100 | 4 | 6400 | 80
L_502 | V-TAC EUROPE | LED BULB- 4W FILAMENT E14 WHITE COVER CANDLE 6400K | LED Bulb- 4W Filament E14 White Cover Candle 6400K | 100 | 4 | 6400 | 80
L_503 | V-TAC EUROPE | LED BULB- 4W FILAMENT E14 WHITE COVER CANDLE 4000K | LED Bulb- 4W Filament E14 White Cover Candle 4000K | 100 | 4 | 4000 | 80
L_504 | V-TAC EUROPE | LED BULB- 4W FILAMENT E14 WHITE COVER CANDLE CROSS 2700K | LED Bulb- 4W Filament E14 White Cover Candle Cross 2700K | 100 | 4 | 2700 | 80
L_505 | V-TAC EUROPE | LED BULB- 4W FILAMENT E14 WHITE COVER CANDLE 2700K | LED Bulb- 4W Filament E14 White Cover Candle 2700K | 100 | 4 | 2700 | 80
L_506 | V-TAC EUROPE | LED BULB- 4W FILAMENT E14 FROST COVER CANDLE TAIL 6400K | LED Bulb- 4W Filament E14 Frost Cover Candle Tail 6400K | 100 | 4 | 6400 | 80
L_507 | V-TAC EUROPE | LED BULB- 4W FILAMENT E14 FROST COVER CANDLE TAIL 4000K | LED Bulb- 4W Filament E14 Frost Cover Candle Tail 4000K | 100 | 4 | 4000 | 80
L_508 | V-TAC EUROPE | LED BULB- 4W FILAMENT E14 FROST COVER CANDLE TAIL 2700K | LED Bulb- 4W Filament E14 Frost Cover Candle Tail 2700K | 100 | 4 | 2700 | 80
L_509 | V-TAC EUROPE | LED BULB- 4W FILAMENT E14 FROST COVER CANDLE 6400K | LED Bulb- 4W Filament E14 Frost Cover Candle 6400K | 100 | 4 | 6400 | 80
L_510 | V-TAC EUROPE | LED BULB- 4W FILAMENT E14 FROST COVER CANDLE 4000K | LED Bulb- 4W Filament E14 Frost Cover Candle 4000K | 100 | 4 | 4000 | 80
L_511 | V-TAC EUROPE | LED BULB- 4W FILAMENT E14 FROST COVER CANDLE 2700K | LED Bulb- 4W Filament E14 Frost Cover Candle 2700K | 100 | 4 | 2700 | 80
L_512 | V-TAC EUROPE | LED BULB- 4W FILAMENT E14 CANDLE AMBER COVER TWIST 2200K | LED Bulb- 4W Filament E14 Candle Amber Cover Twist 2200K | 100 | 4 | 2200 | 80
L_513 | V-TAC EUROPE | LED BULB- 4W FILAMENT E14 CANDLE AMBER COVER TAIL 2200K | LED Bulb- 4W Filament E14 Candle Amber Cover Tail 2200K | 100 | 4 | 2200 | 80
L_514 | V-TAC EUROPE | LED BULB- 4W FILAMENT E14 CANDLE AMBER COVER 2200K | LED Bulb- 4W Filament E14 Candle Amber Cover 2200K | 100 | 4 | 2200 | 80
L_515 | V-TAC EUROPE | LED BULB- 4W FILAMENT E14 CANDLE TAIL AMBER COVER 2700K | LED Bulb- 4W Filament E14 Candle Tail Amber Cover 2700K | 100 | 4 | 2700 | 80
L_516 | V-TAC EUROPE | LED BULB- 4W FILAMENT E14 CANDLE AMBER COVER 2700K | LED Bulb- 4W Filament E14 Candle Amber Cover 2700K | 100 | 4 | 2700 | 80
L_517 | V-TAC EUROPE | LED BULB- 4W FILAMENT E14 FROST COVER TWIST CANDLE TAIL 6400K | LED Bulb- 4W Filament E14 Frost Cover Twist Candle Tail 6400K | 100 | 4 | 6400 | 80
L_518 | V-TAC EUROPE | LED BULB- 4W FILAMENT E14 FROST COVER TWIST CANDLE TAIL 4000K | LED Bulb- 4W Filament E14 Frost Cover Twist Candle Tail 4000K | 100 | 4 | 4000 | 80
L_519 | V-TAC EUROPE | LED BULB- 4W FILAMENT E14 FROST COVER TWIST CANDLE TAIL 2700K | LED Bulb- 4W Filament E14 Frost Cover Twist Candle Tail 2700K | 100 | 4 | 2700 | 80
L_520 | V-TAC EUROPE | LED BULB- 4W FILAMENT E14 TWIST CANDLE TAIL 6000K | LED Bulb- 4W Filament E14 Twist Candle Tail 6000K | 100 | 4 | 6000 | 80
L_521 | V-TAC EUROPE | LED BULB- 4W FILAMENT E14 TWIST CANDLE TAIL 4500K | LED Bulb- 4W Filament E14 Twist Candle Tail 4500K | 100 | 4 | 4500 | 80
L_522 | V-TAC EUROPE | LED BULB- 4W FILAMENT E14 TWIST CANDLE TAIL 2700K | LED Bulb- 4W Filament E14 Twist Candle Tail 2700K | 100 | 4 | 2700 | 80
L_523 | V-TAC EUROPE | LED BULB- 4W FILAMENT CROSS E14 FROST COVER TWIST CANDLE 6400K | LED Bulb- 4W Filament Cross E14 Frost Cover Twist Candle 6400K | 100 | 4 | 6400 | 80
L_524 | V-TAC EUROPE | LED BULB- 4W FILAMENT E14 FROST COVER TWIST CANDLE 6400K | LED Bulb- 4W Filament E14 Frost Cover Twist Candle 6400K | 100 | 4 | 6400 | 80
L_525 | V-TAC EUROPE | LED BULB- 4W FILAMENT CROSS E14 FROST COVER TWIST CANDLE 4000K | LED Bulb- 4W Filament Cross E14 Frost Cover Twist Candle 4000K | 100 | 4 | 4000 | 80
L_526 | V-TAC EUROPE | LED BULB- 4W FILAMENT E14 FROST COVER TWIST CANDLE 4000K | LED Bulb- 4W Filament E14 Frost Cover Twist Candle 4000K | 100 | 4 | 4000 | 80
L_527 | V-TAC EUROPE | LED BULB- 4W FILAMENT E14 CROSS FROST COVER TWIST CANDLE 2700K | LED Bulb- 4W Filament E14 Cross Frost Cover Twist Candle 2700K | 100 | 4 | 2700 | 80
L_528 | V-TAC EUROPE | LED BULB- 4W FILAMENT E14 FROST COVER TWIST CANDLE 2700K | LED Bulb- 4W Filament E14 Frost Cover Twist Candle 2700K | 100 | 4 | 2700 | 80
L_529 | V-TAC EUROPE | LED BULB- 4W FILAMENT E14 CROSS TWIST CANDLE 2700K | LED Bulb- 4W Filament E14 Cross Twist Candle 2700K | 100 | 4 | 2700 | 80
L_530 | V-TAC EUROPE | LED BULB- 4W FILAMENT E14 TWIST CANDLE 2700K | LED Bulb- 4W Filament E14 Twist Candle 2700K | 100 | 4 | 2700 | 80
L_531 | V-TAC EUROPE | LED BULB- 4W FILAMENT E14 CANDLE CROSS TAIL 6400K | LED Bulb- 4W Filament E14 Candle Cross Tail 6400K | 100 | 4 | 6400 | 80
L_532 | V-TAC EUROPE | LED BULB- 4W FILAMENT E14 CANDLE TAIL 6000K | LED Bulb- 4W Filament E14 Candle Tail 6000K | 100 | 4 | 6000 | 80
L_533 | V-TAC EUROPE | LED BULB- 4W FILAMENT CROSS E14 CANDLE TAIL 4000K | LED Bulb- 4W Filament Cross E14 Candle Tail 4000K | 100 | 4 | 4000 | 80
L_534 | V-TAC EUROPE | LED BULB- 4W FILAMENT E14 CANDLE TAIL 4000K | LED Bulb- 4W Filament E14 Candle Tail 4000K | 100 | 4 | 4000 | 80
L_535 | V-TAC EUROPE | LED BULB- 4W FILAMENT E14 CANDLE TAIL 2700K | LED Bulb- 4W Filament E14 Candle Tail 2700K | 100 | 4 | 2700 | 80
L_536 | V-TAC EUROPE | LED BULB- 4W FILAMENT E14 CANDLE CROSS 6400K | LED Bulb- 4W Filament E14 Candle Cross 6400K | 100 | 4 | 6400 | 80
L_537 | V-TAC EUROPE | LED BULB- 4W FILAMENT E14 CANDLE 6000K | LED Bulb- 4W Filament E14 Candle 6000K | 100 | 4 | 6000 | 80
L_538 | V-TAC EUROPE | LED BULB- 4W FILAMENT E14 CROSS P45 CLEAR COVER 2700K 2PCS/BLISTER PACK | LED Bulb- 4W Filament E14 Cross P45 Clear Cover 2700K 2PCS/Blister Pack | 100 | 4 | 2700 | 80
L_539 | V-TAC EUROPE | LED BULB- 4W FILAMENT E14 CANDLE CLEAR COVER 2700K 2PCS/BLISTER PACK | LED Bulb- 4W Filament E14 Candle Clear Cover 2700K 2PCS/Blister Pack | 100 | 4 | 2700 | 80
L_540 | V-TAC EUROPE | LED BULB- 4W FILAMENT E14 CANDLE 2700K DIMMABLE 2PCS/ BLISTER PACK | LED Bulb- 4W Filament E14 Candle 2700K Dimmable 2PCS/ Blister Pack | 100 | 4 | 2700 | 80
L_541 | V-TAC EUROPE | LED BULB- 4W FILAMENT E14 CANDLE 2700K 2PCS/ BLISTER PACK | LED Bulb- 4W Filament E14 Candle 2700K 2PCS/ Blister Pack | 100 | 4 | 2700 | 80
L_542 | V-TAC EUROPE | LED BULB- 4W FILAMENT E14 CANDLE 2700K | LED Bulb- 4W Filament E14 Candle 2700K | 100 | 4 | 2700 | 80
L_543 | V-TAC EUROPE | LED BULB- 2W FILAMENT E14 ST26 6000K | LED Bulb- 2W Filament E14 ST26 6000K | 90 | 2 | 6000 | 80
L_544 | V-TAC EUROPE | LED BULB- 2W FILAMENT E14 ST26 4500K | LED Bulb- 2W Filament E14 ST26 4500K | 90 | 2 | 4500 | 80
L_545 | V-TAC EUROPE | LED BULB- 2W FILAMENT E14 ST26 2700K | LED Bulb- 2W Filament E14 ST26 2700K | 90 | 2 | 2700 | 80
L_546 | V-TAC EUROPE | LED BULB- 10W FILAMENT E27 A67 AMBER COVER 2200K | LED Bulb- 10W Filament E27 A67 Amber Cover 2200K | 90 | 10 | 2200 | 80
L_547 | V-TAC EUROPE | LED BULB- 10W FILAMENT E27 A67 FROST COVER 6400K | LED Bulb- 10W Filament E27 A67 Frost Cover 6400K | 106 | 10 | 6400 | 80
L_548 | V-TAC EUROPE | LED BULB- 10W FILAMENT E27 A67 FROST COVER 4000K | LED Bulb- 10W Filament E27 A67 Frost Cover 4000K | 106 | 10 | 4000 | 80
L_549 | V-TAC EUROPE | LED BULB- 10W FILAMENT E27 A67 FROST COVER 3000K | LED Bulb- 10W Filament E27 A67 Frost Cover 3000K | 106 | 10 | 3000 | 80
L_550 | V-TAC EUROPE | LED BULB- 9W FILAMENT E27 A67 A++ FROST COVER 6400K | LED Bulb- 9W Filament E27 A67 A++ Frost Cover 6400K | 122 | 9 | 6400 | 80
L_551 | V-TAC EUROPE | LED BULB- 9W FILAMENT E27 A67 A++ FROST COVER 4000K | LED Bulb- 9W Filament E27 A67 A++ Frost Cover 4000K | 122 | 9 | 4000 | 80
L_552 | V-TAC EUROPE | LED BULB- 9W FILAMENT E27 A67 A++ FROST COVER 2700K | LED Bulb- 9W Filament E27 A67 A++ Frost Cover 2700K | 122 | 9 | 2700 | 80
L_553 | V-TAC EUROPE | LED BULB- 8W FILAMENT E27 A67 FROST COVER 6400K | LED Bulb- 8W Filament E27 A67 Frost Cover 6400K | 100 | 8 | 6400 | 80
L_554 | V-TAC EUROPE | LED BULB- 8W FILAMENT E27 A67 FROST COVER 4000K | LED Bulb- 8W Filament E27 A67 Frost Cover 4000K | 100 | 8 | 4000 | 80
L_555 | V-TAC EUROPE | LED BULB- 8W FILAMENT E27 A67 FROST COVER 2700K | LED Bulb- 8W Filament E27 A67 Frost Cover 2700K | 100 | 8 | 2700 | 80
L_556 | V-TAC EUROPE | LED BULB- 8W FILAMENT E27 A67 6000K | LED Bulb- 8W Filament E27 A67 6000K | 100 | 8 | 6000 | 80
L_557 | V-TAC EUROPE | LED BULB- 8W FILAMENT E27 A67 2700K | LED Bulb- 8W Filament E27 A67 2700K | 100 | 8 | 2700 | 80
L_558 | V-TAC EUROPE | LED BULB- 7W FILAMENT E27 A60 A++ FROST COVER 6400K | LED Bulb- 7W Filament E27 A60 A++ Frost Cover 6400K | 120 | 7 | 6400 | 80
L_559 | V-TAC EUROPE | LED BULB- 7W FILAMENT E27 A60 A++ FROST COVER 4000K | LED Bulb- 7W Filament E27 A60 A++ Frost Cover 4000K | 120 | 7 | 4000 | 80
L_560 | V-TAC EUROPE | LED BULB- 7W FILAMENT E27 A60 A++ CROSS FROST COVER 2700K | LED Bulb- 7W Filament E27 A60 A++ Cross Frost Cover 2700K | 120 | 7 | 2700 | 80
L_561 | V-TAC EUROPE | LED BULB- 7W FILAMENT E27 A60 A++ FROST COVER 2700K | LED Bulb- 7W Filament E27 A60 A++ Frost Cover 2700K | 120 | 7 | 2700 | 80
L_562 | V-TAC EUROPE | LED BULB- 6W FILAMENT E27 A60 FROST COVER 6400K | LED Bulb- 6W Filament E27 A60 Frost Cover 6400K | 110 | 6 | 6400 | 80
L_563 | V-TAC EUROPE | LED BULB- 6W FILAMENT E27 A60 FROST COVER 4000K | LED Bulb- 6W Filament E27 A60 Frost Cover 4000K | 110 | 6 | 4000 | 80
L_564 | V-TAC EUROPE | LED BULB- 5.5W FILAMENT E27 A60 FROST COVER 2700K | LED Bulb- 5.5W Filament E27 A60 Frost Cover 2700K | 120 | 6 | 2700 | 80
L_565 | V-TAC EUROPE | LED BULB- 6W FILAMENT E27 A60 FROST COVER 2700K | LED Bulb- 6W Filament E27 A60 Frost Cover 2700K | 110 | 6 | 2700 | 80
L_566 | V-TAC EUROPE | LED BULB- 6W FILAMENT E27 A60 CROSS CLEAR COVER 2700K 2PCS/BLISTER | LED Bulb- 6W Filament E27 A60 Cross Clear Cover 2700K 2PCS/Blister | 110 | 6 | 2700 | 80
L_567 | V-TAC EUROPE | LED BULB- 5W FILAMENT E27 A60 FROST COVER 6500KK | LED Bulb- 5W Filament E27 A60 Frost Cover 6500KK | 120 | 5 | 6500 | 80
L_568 | V-TAC EUROPE | LED BULB- 5W FILAMENT E27 A60 FROST COVER 4000K | LED Bulb- 5W Filament E27 A60 Frost Cover 4000K | 120 | 5 | 4000 | 80
L_569 | V-TAC EUROPE | LED BULB- 5W FILAMENT E27 A60 FROST COVER 2700K | LED Bulb- 5W Filament E27 A60 Frost Cover 2700K | 120 | 5 | 2700 | 80
L_570 | V-TAC EUROPE | LED BULB- 8W E27 FILAMENT AMBER COVER 2300KK | LED Bulb- 8W E27 Filament Amber Cover 2300KK | 90 | 8 | 2300 | 80
L_571 | V-TAC EUROPE | LED BULB- 8W E27 FILAMENT AMBER COVER ST64 2200K | LED Bulb- 8W E27 Filament Amber Cover ST64 2200K | 88 | 8 | 2200 | 80
L_572 | V-TAC EUROPE | LED BULB- 6W E27 FILAMENT AMBER COVER ST64 2200K | LED Bulb- 6W E27 Filament Amber Cover ST64 2200K | 83 | 6 | 2200 | 80
L_573 | V-TAC EUROPE | LED BULB- 4W E27 FILAMENT AMBER COVER 2200K | LED Bulb- 4W E27 Filament Amber Cover 2200K | 88 | 4 | 2200 | 80
L_574 | V-TAC EUROPE | LED BULB- 4W E27 FILAMENT AMBER COVER ST64 2200K | LED Bulb- 4W E27 Filament Amber Cover ST64 2200K | 88 | 4 | 2200 | 80
L_575 | V-TAC EUROPE | LED BULB- 4W FILAMENT E27 A60 WHITE COVER 6400K | LED Bulb- 4W Filament E27 A60 White Cover 6400K | 88 | 4 | 6400 | 80
L_576 | V-TAC EUROPE | LED BULB- 4W FILAMENT E27 A60 WHITE COVER 4000K | LED Bulb- 4W Filament E27 A60 White Cover 4000K | 88 | 4 | 4000 | 80
L_577 | V-TAC EUROPE | LED BULB- 4W FILAMENT E27 A60 WHITE COVER 2700K | LED Bulb- 4W Filament E27 A60 White Cover 2700K | 88 | 4 | 2700 | 80
L_578 | V-TAC EUROPE | LED BULB- 4W FILAMENT E27 A60 FROST COVER 6400K | LED Bulb- 4W Filament E27 A60 Frost Cover 6400K | 100 | 4 | 6400 | 80
L_579 | V-TAC EUROPE | LED BULB- 4W FILAMENT E27 A60 FROST COVER 4000K | LED Bulb- 4W Filament E27 A60 Frost Cover 4000K | 100 | 4 | 4000 | 80
L_580 | V-TAC EUROPE | LED BULB- 4W FILAMENT E27 A60 FROST COVER 2700K | LED Bulb- 4W Filament E27 A60 Frost Cover 2700K | 100 | 4 | 2700 | 80
L_581 | V-TAC EUROPE | LED BULB- 4W FILAMENT E27 A60 CLEAR COVER 2700K 2PCS/BLISTER | LED Bulb- 4W Filament E27 A60 Clear Cover 2700K 2PCS/Blister | 100 | 4 | 2700 | 80
L_582 | V-TAC EUROPE | LED BULB- 4W FILAMENT E27 A60 CLEAR COVER 6400K | LED Bulb- 4W Filament E27 A60 Clear Cover 6400K | 100 | 4 | 6400 | 80
L_583 | V-TAC EUROPE | LED BULB- 4W FILAMENT E27 A60 CLEAR COVER 4000K | LED Bulb- 4W Filament E27 A60 Clear Cover 4000K | 100 | 4 | 4000 | 80
L_584 | V-TAC EUROPE | LED BULB- 4W FILAMENT CROSS E27 A60 2700K | LED Bulb- 4W Filament Cross E27 A60 2700K | 100 | 4 | 2700 | 80
L_585 | V-TAC EUROPE | LED BULB- 4W FILAMENT E27 A60 2700K | LED Bulb- 4W Filament E27 A60 2700K | 100 | 4 | 2700 | 80
L_586 | V-TAC EUROPE | LED BULB- 9W T37 E14 PLASTIC 6400K | LED Bulb- 9W T37 E14 Plastic 6400K | 83 | 9 | 6400 | 80
L_587 | V-TAC EUROPE | LED BULB- 9W T37 E14 PLASTIC 4000K | LED Bulb- 9W T37 E14 Plastic 4000K | 83 | 9 | 4000 | 80
L_588 | V-TAC EUROPE | LED BULB- 9W T37 E14 PLASTIC 2700K | LED Bulb- 9W T37 E14 Plastic 2700K | 83 | 9 | 2700 | 80
L_589 | V-TAC EUROPE | LED BULB- 9W T37 E27 PLASTIC 2700K | LED Bulb- 9W T37 E27 Plastic 2700K | 83 | 9 | 2700 | 80
L_590 | V-TAC EUROPE | LED BULB- 5.5W E27 CANDLE 6000K | LED Bulb- 5.5W E27 Candle 6000K | 85 | 6 | 6000 | 80
L_591 | V-TAC EUROPE | LED BULB- 5.5W E27 CANDLE 2700K | LED Bulb- 5.5W E27 Candle 2700K | 85 | 6 | 2700 | 80
L_592 | V-TAC EUROPE | LED BULB- 5.5W E27 G45 6400K 3PCS/PACK | LED Bulb- 5.5W E27 G45 6400K 3PCS/PACK | 85 | 6 | 6400 | 80
L_593 | V-TAC EUROPE | LED BULB- 5.5W E27 G45 4500K 3PCS/PACK | LED Bulb- 5.5W E27 G45 4500K 3PCS/PACK | 85 | 6 | 4500 | 80
L_594 | V-TAC EUROPE | LED BULB- 5.5W E27 G45 2700K 3PCS/PACK | LED Bulb- 5.5W E27 G45 2700K 3PCS/PACK | 85 | 6 | 2700 | 80
L_595 | V-TAC EUROPE | LED BULB- 5.5W E27 G45 4000K 2PCS/PACK | LED Bulb- 5.5W E27 G45 4000K 2PCS/PACK | 85 | 6 | 4000 | 80
L_596 | V-TAC EUROPE | LED BULB- 5.5W E27 G45 2700K 2PCS/PACK | LED Bulb- 5.5W E27 G45 2700K 2PCS/PACK | 85 | 6 | 2700 | 80
L_597 | V-TAC EUROPE | LED BULB- 5.5W E27 G45 4000K | LED Bulb- 5.5W E27 G45 4000K | 85 | 6 | 4000 | 80
L_598 | V-TAC EUROPE | LED BULB- 5.5W E27 G45 2700K | LED Bulb- 5.5W E27 G45 2700K | 85 | 4 | 2700 | 80
L_599 | V-TAC EUROPE | LED BULB- 4W E27 G45 6000K | LED Bulb- 4W E27 G45 6000K | 80 | 4 | 6000 | 80
L_600 | V-TAC EUROPE | LED BULB- 3W E27 G45 6400K | LED Bulb- 3W E27 G45 6400K | 83 | 3 | 6400 | 80
L_601 | V-TAC EUROPE | LED BULB- 3W E27 G45 4000K | LED Bulb- 3W E27 G45 4000K | 83 | 3 | 4000 | 80
L_602 | V-TAC EUROPE | LED BULB- 3W E27 G45 2700K | LED Bulb- 3W E27 G45 2700K | 83 | 3 | 2700 | 80
L_603 | V-TAC EUROPE | LED BULB- 7W E14 P45 6400K | LED Bulb- 7W E14 P45 6400K | 107 | 7 | 6400 | 80
L_604 | V-TAC EUROPE | LED BULB- 7W E14 P45 4000K | LED Bulb- 7W E14 P45 4000K | 107 | 7 | 4000 | 80
L_605 | V-TAC EUROPE | LED BULB- 7W E14 P45 2700K | LED Bulb- 7W E14 P45 2700K | 107 | 7 | 2700 | 80
L_606 | V-TAC EUROPE | LED BULB- 5.5W E14 P45 6400K 3PCS/PACK | LED Bulb- 5.5W E14 P45 6400K 3PCS/PACK | 85 | 6 | 6400 | 80
L_607 | V-TAC EUROPE | LED BULB- 5.5W E14 P45 4500K 3PCS/PACK | LED Bulb- 5.5W E14 P45 4500K 3PCS/PACK | 85 | 6 | 4500 | 80
L_608 | V-TAC EUROPE | LED BULB- 5.5W E14 P45 2700K 3PCS/PACK | LED Bulb- 5.5W E14 P45 2700K 3PCS/PACK | 85 | 6 | 2700 | 80
L_609 | V-TAC EUROPE | LED BULB- 5.5W E14 P45 4000K 2PCS/PAC | LED Bulb- 5.5W E14 P45 4000K 2PCS/PACK | 85 | 6 | 4000 | 80
L_610 | V-TAC EUROPE | LED BULB- 5.5W E14 P45 2700K 2PCS/PACK | LED Bulb- 5.5W E14 P45 2700K 2PCS/PACK | 85 | 6 | 2700 | 80
L_611 | V-TAC EUROPE | LED BULB- 5.5W E14 P45 6400K | LED Bulb- 5.5W E14 P45 6400K | 85 | 6 | 6400 | 80
L_612 | V-TAC EUROPE | LED BULB- 5.5W E14 P45 4000K | LED Bulb- 5.5W E14 P45 4000K | 85 | 6 | 4000 | 80
L_613 | V-TAC EUROPE | LED BULB- 5.5W E14 P45 2700K | LED Bulb- 5.5W E14 P45 2700K | 85 | 6 | 2700 | 80
L_614 | V-TAC EUROPE | LED BULB- 4W E14 P45 6000K | LED Bulb- 4W E14 P45 6000K | 80 | 4 | 6000 | 80
L_615 | V-TAC EUROPE | LED BULB- 4W E14 P45 2700K | LED Bulb- 4W E14 P45 2700K | 80 | 4 | 2700 | 80
L_616 | V-TAC EUROPE | LED BULB- 3W E14 P45 6400K | LED Bulb- 3W E14 P45 6400K | 83 | 3 | 6400 | 80
L_617 | V-TAC EUROPE | LED BULB- 3W E14 P45 4000K | LED Bulb- 3W E14 P45 4000K | 83 | 3 | 4000 | 80
L_618 | V-TAC EUROPE | LED BULB- 3W E14 P45 2700K | LED Bulb- 3W E14 P45 2700K | 83 | 3 | 2700 | 80
L_619 | V-TAC EUROPE | LED BULB- 7W E14 CANDLE 6400K | LED Bulb- 7W E14 Candle 6400K | 107 | 7 | 6400 | 80
L_620 | V-TAC EUROPE | LED BULB- 7W E14 CANDLE 4000K | LED Bulb- 7W E14 Candle 4000K | 107 | 7 | 4000 | 80
L_621 | V-TAC EUROPE | LED BULB- 7W E14 CANDLE 2700K | LED Bulb- 7W E14 Candle 2700K | 107 | 7 | 2700 | 80
L_622 | V-TAC EUROPE | LED BULB- 5.5W E14 CANDLE 6400K 3 PCS/PACK | LED Bulb- 5.5W E14 Candle 6400K 3 PCS/PACK | 85 | 6 | 6400 | 80
L_623 | V-TAC EUROPE | LED BULB- 5.5W E14 CANDLE 4000K 3 PCS/PACK | LED Bulb- 5.5W E14 Candle 4000K 3 PCS/PACK | 85 | 6 | 4000 | 80
L_624 | V-TAC EUROPE | LED BULB- 5.5W E14 CANDLE 2700K 3 PCS/PACK | LED Bulb- 5.5W E14 Candle 2700K 3 PCS/PACK | 85 | 6 | 2700 | 80
L_625 | V-TAC EUROPE | LED BULB- 5.5W E14 CANDLE 6400K 2 PCS/BLISTER | LED Bulb- 5.5W E14 Candle 6400K 2 PCS/Blister | 85 | 6 | 6400 | 80
L_626 | V-TAC EUROPE | LED BULB- 5.5W E14 CANDLE 4000K 2 PCS/BLISTER | LED Bulb- 5.5W E14 Candle 4000K 2 PCS/Blister | 85 | 6 | 4000 | 80
L_627 | V-TAC EUROPE | LED BULB- 5.5W E14 CANDLE 2700K 2 PCS/BLISTER | LED Bulb- 5.5W E14 Candle 2700K 2 PCS/Blister | 85 | 6 | 2700 | 80
L_628 | V-TAC EUROPE | LED BULB- 5.5W E14 CANDLE 6400K | LED Bulb- 5.5W E14 Candle 6400K | 85 | 6 | 6400 | 80
L_629 | V-TAC EUROPE | LED BULB- 4W E14 CANDLE FLAME 2700K | LED Bulb- 4W E14 Candle Flame 2700K | 85 | 4 | 2700 | 80
L_630 | V-TAC EUROPE | LED BULB- 4W E14 CANDLE 4500К | LED Bulb- 4W E14 Candle 4500К | 80 | 4 | 4500 | 80
L_631 | V-TAC EUROPE | LED BULB- 4W E14 CANDLE 2700K | LED Bulb- 4W E14 Candle 2700K | 80 | 4 | 2700 | 80
L_632 | V-TAC EUROPE | LED BULB- 3W E14 CANDLE 6400K | LED Bulb- 3W E14 Candle 6400K | 83 | 3 | 6400 | 80
L_633 | V-TAC EUROPE | LED BULB- 3W E14 CANDLE 4000K | LED Bulb- 3W E14 Candle 4000K | 83 | 3 | 4000 | 80
L_634 | V-TAC EUROPE | LED BULB- 3W E14 CANDLE 2700K | LED Bulb- 3W E14 Candle 2700K | 83 | 3 | 2700 | 80
L_635 | V-TAC EUROPE | LED BULB- 2W E14 ST26 PLASTIC 6400K | LED Bulb- 2W E14 ST26 Plastic 6400K | 90 | 2 | 6400 | 80
L_636 | V-TAC EUROPE | LED BULB- 2W E14 ST26 PLASTIC 4000K | LED Bulb- 2W E14 ST26 Plastic 4000K | 90 | 2 | 4000 | 80
L_637 | V-TAC EUROPE | LED BULB- 2W E14 ST26 PLASTIC 2700K | LED Bulb- 2W E14 ST26 Plastic 2700K | 90 | 2 | 2700 | 80
L_638 | V-TAC EUROPE | LED BULB- 9W E27 A60 THERMOPLASTIC SENSOR 200D 6400K 2 PCS/BLISTER | LED Bulb- 9W E27 A60 Thermoplastic Sensor 200D 6400K 2 PCS/Blister | 90 | 9 | 6400 | 80
L_639 | V-TAC EUROPE | LED BULB- 9W E27 A60 THERMOPLASTIC SENSOR 200D 4000K 2 PCS/BLISTER | LED Bulb- 9W E27 A60 Thermoplastic Sensor 200D 4000K 2 PCS/Blister | 90 | 9 | 4000 | 80
L_640 | V-TAC EUROPE | LED BULB- 9W E27 A60 THERMOPLASTIC SENSOR 200D 2700K 2 PCS/BLISTER | LED Bulb- 9W E27 A60 Thermoplastic Sensor 200D 2700K 2 PCS/Blister | 90 | 9 | 2700 | 80
L_641 | V-TAC EUROPE | LED BULB- 9W E27 A60 THERMOPLASTIC SENSOR 200D 6000K | LED Bulb- 9W E27 A60 Thermoplastic Sensor 200D 6000K | 90 | 9 | 6000 | 80
L_642 | V-TAC EUROPE | LED BULB- 9W E27 A60 THERMOPLASTIC SENSOR 200D 4500K | LED Bulb- 9W E27 A60 Thermoplastic Sensor 200D 4500K | 90 | 9 | 4500 | 80
L_643 | V-TAC EUROPE | LED BULB- 9W E27 A60 THERMOPLASTIC SENSOR 200D 2700K | LED Bulb- 9W E27 A60 Thermoplastic Sensor 200D 2700K | 90 | 9 | 2700 | 80
L_644 | V-TAC EUROPE | LED BULB- 9W E27 A60 THERMOPLASTIC COLOR CHANGE 2700K 2 PCS/BLISTER | LED Bulb- 9W E27 A60 Thermoplastic Color Change 2700K 2 PCS/Blister | 90 | 9 | 2700 | 80
L_645 | V-TAC EUROPE | LED BULB- 9W E27 A60 DC 24V THERMOPLASTIC 6400K | LED Bulb- 9W E27 A60 DC 24V Thermoplastic 6400K | 90 | 9 | 6400 | 80
L_646 | V-TAC EUROPE | LED BULB- 9W E27 A60 THERMOPLASTIC 3STEP DIMMING 6400K 2 PCS/BLISTER - NEW | LED Bulb- 9W E27 A60 Thermoplastic 3Step Dimming 6400K 2 PCS/Blister - NEW | 90 | 9 | 6400 | 80
L_647 | V-TAC EUROPE | LED BULB- 9W E27 A60 THERMOPLASTIC 3STEP DIMMING 4000K 2 PCS/BLISTER - NEW | LED Bulb- 9W E27 A60 Thermoplastic 3Step Dimming 4000K 2 PCS/Blister - NEW | 90 | 9 | 4000 | 80
L_648 | V-TAC EUROPE | LED BULB- 9W E27 A60 THERMOPLASTIC 3STEP DIMMING 2700K 2 PCS/BLISTER | LED Bulb- 9W E27 A60 Thermoplastic 3Step Dimming 2700K 2 PCS/Blister | 90 | 9 | 2700 | 80
L_649 | V-TAC EUROPE | LED BULB- 9W E27 A60 THERMOPLASTIC 3STEP DIMMING 6000K | LED Bulb- 9W E27 A60 Thermoplastic 3Step Dimming 6000K | 90 | 9 | 6000 | 80
L_650 | V-TAC EUROPE | LED BULB- 9W E27 A60 THERMOPLASTIC 3STEP DIMMING 4500K | LED Bulb- 9W E27 A60 Thermoplastic 3Step Dimming 4500K | 90 | 9 | 4500 | 80
L_651 | V-TAC EUROPE | LED BULB- 9W E27 A60 THERMOPLASTIC 3STEP DIMMING 2700K | LED Bulb- 9W E27 A60 Thermoplastic 3Step Dimming 2700K | 90 | 9 | 2700 | 80
L_652 | V-TAC EUROPE | LED BULB- 10W G95 Е27 THERMOPLASTIC 6000K | LED Bulb- 10W G95 Е27 Thermoplastic 6000K | 81 | 10 | 6000 | 80
L_653 | V-TAC EUROPE | LED BULB- 10W G95 Е27 THERMOPLASTIC 4500K | LED Bulb- 10W G95 Е27 Thermoplastic 4500K | 81 | 10 | 4500 | 80
L_654 | V-TAC EUROPE | LED BULB- 10W G95 Е27 THERMOPLASTIC 2700K | LED Bulb- 10W G95 Е27 Thermoplastic 2700K | 81 | 10 | 2700 | 80
L_655 | V-TAC EUROPE | LED BULB- 13W G120 Е27 6000K | LED Bulb- 13W G120 Е27 6000K | 81 | 13 | 6000 | 80
L_656 | V-TAC EUROPE | LED BULB- 13W G120 Е27 4500K | LED Bulb- 13W G120 Е27 4500K | 81 | 13 | 4500 | 80
L_657 | V-TAC EUROPE | LED BULB- 13W G120 Е27 2700K | LED Bulb- 13W G120 Е27 2700K | 81 | 13 | 2700 | 80
L_658 | V-TAC EUROPE | LED BULB- 18W G120 Е27 6000K | LED Bulb- 18W G120 Е27 6000K | 100 | 18 | 6000 | 80
L_659 | V-TAC EUROPE | LED BULB- 18W G120 Е27 4500K | LED Bulb- 18W G120 Е27 4500K | 100 | 18 | 4500 | 80
L_660 | V-TAC EUROPE | LED BULB- 18W G120 Е27 2700K | LED Bulb- 18W G120 Е27 2700K | 100 | 18 | 2700 | 80
L_661 | V-TAC EUROPE | LED BULB- 5W E27 A55 THERMOPLASTIC 6400K 3PCS/PACK | LED Bulb- 5W E27 A55 Thermoplastic 6400K 3PCS/PACK | 84 | 5 | 6400 | 80
L_662 | V-TAC EUROPE | LED BULB- 5W E27 A55 THERMOPLASTIC 4000K 3PCS/PACK | LED Bulb- 5W E27 A55 Thermoplastic 4000K 3PCS/PACK | 84 | 5 | 4000 | 80
L_663 | V-TAC EUROPE | LED BULB- 5W E27 A55 THERMOPLASTIC 2700K 3PCS/PACK | LED Bulb- 5W E27 A55 Thermoplastic 2700K 3PCS/PACK | 84 | 5 | 2700 | 80
L_664 | V-TAC EUROPE | LED BULB- 9W E27 A60 THERMOPLASTIC 6400K | LED Bulb- 9W E27 A60 Thermoplastic 6400K | 90 | 9 | 6400 | 80
L_665 | V-TAC EUROPE | LED BULB- 9W E27 A60 THERMOPLASTIC 4000K | LED Bulb- 9W E27 A60 Thermoplastic 4000K | 90 | 9 | 4000 | 80
L_666 | V-TAC EUROPE | LED BULB- 9W E27 A60 THERMOPLASTIC 2700K | LED Bulb- 9W E27 A60 Thermoplastic 2700K | 90 | 9 | 2700 | 80
L_667 | V-TAC EUROPE | LED BULB- 9W E27 A60 THERMOPLASTIC 6400K 2PCS/BLISTER PACK | LED Bulb- 9W E27 A60 Thermoplastic 6400K 2PCS/Blister Pack | 90 | 9 | 6400 | 80
L_668 | V-TAC EUROPE | LED BULB- 9W E27 A60 THERMOPLASTIC 4000K 2PCS/BLISTER PACK | LED Bulb- 9W E27 A60 Thermoplastic 4000K 2PCS/Blister Pack | 90 | 9 | 4000 | 80
L_669 | V-TAC EUROPE | LED BULB- 9W E27 A60 THERMOPLASTIC 2700K 2PCS/BLISTER PACK | LED Bulb- 9W E27 A60 Thermoplastic 2700K 2PCS/Blister Pack | 90 | 9 | 2700 | 80
L_670 | V-TAC EUROPE | LED BULB- 9W E27 A60 THERMOPLASTIC 6400K 3PCS/PACK | LED Bulb- 9W E27 A60 Thermoplastic 6400K 3PCS/PACK | 90 | 9 | 6400 | 80
L_671 | V-TAC EUROPE | LED BULB- 9W E27 A60 THERMOPLASTIC 4000K 3PCS/PACK | LED Bulb- 9W E27 A60 Thermoplastic 4000K 3PCS/PACK | 90 | 9 | 4000 | 80
L_672 | V-TAC EUROPE | LED BULB- 9W E27 A60 THERMOPLASTIC 2700K 3PCS/PACK | LED Bulb- 9W E27 A60 Thermoplastic 2700K 3PCS/PACK | 90 | 9 | 2700 | 80
L_673 | V-TAC EUROPE | LED BULB- 10W E27 A60 THERMOPLASTIC 6000K | LED Bulb- 10W E27 A60 Thermoplastic 6000K | 81 | 10 | 6000 | 80
L_674 | V-TAC EUROPE | LED BULB- 11W E27 A60 THERMOPLASTIC 6400K 3PCS/PACK | LED Bulb- 11W E27 A60 Thermoplastic 6400K 3PCS/PACK | 96 | 11 | 6400 | 80
L_675 | V-TAC EUROPE | LED BULB- 11W E27 A60 THERMOPLASTIC 4000K 3PCS/PACK | LED Bulb- 11W E27 A60 Thermoplastic 4000K 3PCS/PACK | 96 | 11 | 4000 | 80
L_676 | V-TAC EUROPE | LED BULB- 11W E27 A60 THERMOPLASTIC 2700K 3PCS/PACK | LED Bulb- 11W E27 A60 Thermoplastic 2700K 3PCS/PACK | 96 | 11 | 2700 | 80
L_677 | V-TAC EUROPE | LED BULB- 11W E27 A60 THERMOPLASTIC 6400K 2PCS/BLISTER PACK | LED Bulb- 11W E27 A60 Thermoplastic 6400K 2PCS/Blister Pack | 96 | 11 | 6400 | 80
L_678 | V-TAC EUROPE | LED BULB- 11W E27 A60 THERMOPLASTIC 4000K 2PCS/BLISTER PACK | LED Bulb- 11W E27 A60 Thermoplastic 4000K 2PCS/Blister Pack | 96 | 11 | 4000 | 80
L_679 | V-TAC EUROPE | LED BULB- 11W E27 A60 THERMOPLASTIC 2700K 2PCS/BLISTER PACK | LED Bulb- 11W E27 A60 Thermoplastic 2700K 2PCS/Blister Pack | 96 | 11 | 2700 | 80
L_680 | V-TAC EUROPE | LED BULB- 11W E27 A60 THERMOPLASTIC 4000K | LED Bulb- 11W E27 A60 Thermoplastic 4000K | 96 | 11 | 4000 | 80
L_681 | V-TAC EUROPE | LED BULB- 12W E27 A60 THERMOPLASTIC 2700K | LED Bulb- 12W E27 A60 Thermoplastic 2700K | 88 | 12 | 2700 | 80
L_682 | V-TAC EUROPE | LED BULB- 15W E27 A60 THERMOPLASTIC 6400K 2PCS/BLISTER PACK | LED Bulb- 15W E27 A60 Thermoplastic 6400K 2PCS/Blister Pack | 100 | 15 | 6400 | 80
L_683 | V-TAC EUROPE | LED BULB- 15W E27 A60 THERMOPLASTIC 4000K 2PCS/BLISTER PACK | LED Bulb- 15W E27 A60 Thermoplastic 4000K 2PCS/Blister Pack | 100 | 15 | 4000 | 80
L_684 | V-TAC EUROPE | LED BULB- 15W E27 A60 THERMOPLASTIC 2700K 2PCS/BLISTER PACK | LED Bulb- 15W E27 A60 Thermoplastic 2700K 2PCS/Blister Pack | 100 | 15 | 2700 | 80
L_685 | V-TAC EUROPE | LED BULB- 15W A65 Е27 THERMOPLASTIC 6000K | LED Bulb- 15W A65 Е27 Thermoplastic 6000K | 100 | 15 | 6000 | 80
L_686 | V-TAC EUROPE | LED BULB- 15W A65 Е27 THERMOPLASTIC 4500K | LED Bulb- 15W A65 Е27 Thermoplastic 4500K | 100 | 15 | 4500 | 80
L_687 | V-TAC EUROPE | LED BULB- 15W A65 Е27 THERMOPLASTIC 2700K | LED Bulb- 15W A65 Е27 Thermoplastic 2700K | 100 | 15 | 2700 | 80
L_688 | V-TAC EUROPE | LED BULB- 17W A65 Е27 THERMOPLASTIC 6000K | LED Bulb- 17W A65 Е27 Thermoplastic 6000K | 106 | 17 | 6000 | 80
L_689 | V-TAC EUROPE | LED BULB- 17W A65 Е27 THERMOPLASTIC 4000K | LED Bulb- 17W A65 Е27 Thermoplastic 4000K | 106 | 17 | 4000 | 80
L_690 | V-TAC EUROPE | LED BULB- 17W A65 Е27 THERMOPLASTIC 2700K | LED Bulb- 17W A65 Е27 Thermoplastic 2700K | 106 | 17 | 2700 | 80
L_691 | V-TAC EUROPE | LED BULB36W E27 UFO F200 6400K | LED Bulb36W E27 UFO F200 6400K | 90 | 36 | 6400 | 80
L_692 | V-TAC EUROPE | LED BULB36W E27 UFO F200 4000K | LED Bulb36W E27 UFO F200 4000K | 90 | 36 | 4000 | 80
L_693 | V-TAC EUROPE | LED BULB36W E27 UFO F200 3000K | LED Bulb36W E27 UFO F200 3000K | 90 | 36 | 3000 | 80
L_694 | V-TAC EUROPE | LED BULB24W E27 UFO F200 6400K | LED Bulb24W E27 UFO F200 6400K | 109 | 24 | 6400 | 80
L_695 | V-TAC EUROPE | LED BULB24W E27 UFO F200 4000K | LED Bulb24W E27 UFO F200 4000K | 109 | 24 | 4000 | 80
L_696 | V-TAC EUROPE | LED BULB24W E27 UFO F200 3000K | LED Bulb24W E27 UFO F200 3000K | 109 | 24 | 3000 | 80
L_697 | V-TAC EUROPE | LED BULB15W E27 UFO F200 6400K | LED Bulb15W E27 UFO F200 6400K | 90 | 15 | 6400 | 80
L_698 | V-TAC EUROPE | LED BULB15W E27 UFO F200 4000K | LED Bulb15W E27 UFO F200 4000K | 90 | 15 | 4000 | 80
L_699 | V-TAC EUROPE | LED BULB15W E27 UFO F200 3000K | LED Bulb15W E27 UFO F200 3000K | 90 | 15 | 3000 | 80
L_700 | V-TAC EUROPE | LED SPOTLIGHT - 2W GU10 Ф30 PLASTIC 6400K | LED Spotlight - 2W GU10 ф30 Plastic 6400K | 90 | 2 | 6400 | 80
L_701 | V-TAC EUROPE | LED SPOTLIGHT - 2W GU10 Ф30 PLASTIC 4000K | LED Spotlight - 2W GU10 ф30 Plastic 4000K | 90 | 2 | 4000 | 80
L_702 | V-TAC EUROPE | LED SPOTLIGHT - 2W GU10 Ф30 PLASTIC 3000K | LED Spotlight - 2W GU10 ф30 Plastic 3000K | 90 | 2 | 3000 | 80
L_703 | V-TAC EUROPE | LED SPOTLIGHT - 8W GU10 SMD WHITE PLASTIC LENS 38° 6400K | LED Spotlight - 8W GU10 SMD White Plastic Lens 38° 6400K | 94 | 8 | 6400 | 80
L_704 | V-TAC EUROPE | LED SPOTLIGHT - 8W GU10 SMD WHITE PLASTIC LENS 38° 4500K | LED Spotlight - 8W GU10 SMD White Plastic Lens 38° 4500K | 94 | 8 | 4500 | 80
L_705 | V-TAC EUROPE | LED SPOTLIGHT - 8W GU10 SMD WHITE PLASTIC LENS 38° 2700K | LED Spotlight - 8W GU10 SMD White Plastic Lens 38° 2700K | 94 | 8 | 2700 | 80
L_706 | V-TAC EUROPE | LED BULB- 10W R7S 118MM PLASTIC 6000K | LED Bulb- 10W R7S 118mm Plastic 6000K | 100 | 10 | 6000 | 80
L_707 | V-TAC EUROPE | LED BULB- 10W R7S 118MMPLASTIC 4500K | LED Bulb- 10W R7S 118mmPlastic 4500K | 100 | 10 | 4500 | 80
L_708 | V-TAC EUROPE | LED BULB- 10W R7S 118MM PLASTIC 2700K | LED Bulb- 10W R7S 118mm Plastic 2700K | 100 | 10 | 2700 | 80
L_709 | V-TAC EUROPE | LED SPOTLIGHT - 2.5W 230V G9 PLASTIC 6400K | LED Spotlight - 2.5W 230V G9 Plastic 6400K | 80 | 3 | 6400 | 80
L_710 | V-TAC EUROPE | LED SPOTLIGHT - 2.5W 230V G9 PLASTIC 4000K | LED Spotlight - 2.5W 230V G9 Plastic 4000K | 80 | 3 | 4000 | 80
L_711 | V-TAC EUROPE | LED SPOTLIGHT - 2.5W 230V G9 PLASTIC 2700K | LED Spotlight - 2.5W 230V G9 Plastic 2700K | 80 | 3 | 2700 | 80
L_712 | V-TAC EUROPE | 300W LED FLOODLIGHT SMD SAMSUNG CHIP BLACK BODY 6400K | 300W LED Floodlight SMD SAMSUNG CHIP Black Body 6400K | 80 | 300 | 6400 | 80
L_713 | V-TAC EUROPE | 300W LED FLOODLIGHT SMD SAMSUNG CHIP BLACK BODY 4000K | 300W LED Floodlight SMD SAMSUNG CHIP Black Body 4000K | 80 | 300 | 4000 | 80
L_714 | V-TAC EUROPE | 200W LED FLOODLIGHT SMD SAMSUNG CHIP WHITE BODY 6400K | 200W LED Floodlight SMD SAMSUNG CHIP White Body 6400K | 80 | 200 | 6400 | 80
L_715 | V-TAC EUROPE | 200W LED FLOODLIGHT SMD SAMSUNG CHIP WHITE BODY 4000K | 200W LED Floodlight SMD SAMSUNG CHIP White Body 4000K | 80 | 200 | 4000 | 80
L_716 | V-TAC EUROPE | 200W LED FLOODLIGHT SMD SAMSUNG CHIP BLACK BODY 6400K | 200W LED Floodlight SMD SAMSUNG CHIP Black Body 6400K | 80 | 200 | 6400 | 80
L_717 | V-TAC EUROPE | 200W LED FLOODLIGHT SMD SAMSUNG CHIP BLACK BODY 4000K | 200W LED Floodlight SMD SAMSUNG CHIP Black Body 4000K | 80 | 200 | 4000 | 80
L_718 | V-TAC EUROPE | 100W LED FLOODLIGHT SMD SAMSUNG CHIP WHITE BODY 6400K | 100W LED Floodlight SMD SAMSUNG CHIP White Body 6400K | 80 | 100 | 6400 | 80
L_719 | V-TAC EUROPE | 100W LED FLOODLIGHT SMD SAMSUNG CHIP WHITE BODY 4000K | 100W LED Floodlight SMD SAMSUNG CHIP White Body 4000K | 80 | 100 | 4000 | 80
L_720 | V-TAC EUROPE | 100W LED FLOODLIGHT SMD SAMSUNG CHIP WHITE BODY 3000K | 100W LED Floodlight SMD SAMSUNG CHIP White Body 3000K | 80 | 100 | 3000 | 80
L_721 | V-TAC EUROPE | 100W LED FLOODLIGHT SMD SAMSUNG CHIP BLACK BODY 6400K | 100W LED Floodlight SMD SAMSUNG CHIP Black Body 6400K | 80 | 100 | 6400 | 80
L_722 | V-TAC EUROPE | 100W LED FLOODLIGHT SMD SAMSUNG CHIP BLACK BODY 4000K | 100W LED Floodlight SMD SAMSUNG CHIP Black Body 4000K | 80 | 100 | 4000 | 80
L_723 | V-TAC EUROPE | 100W LED FLOODLIGHT SMD SAMSUNG CHIP BLACK BODY 3000K | 100W LED Floodlight SMD SAMSUNG CHIP Black Body 3000K | 80 | 100 | 3000 | 80
L_724 | V-TAC EUROPE | 50W LED FLOODLIGHT SMD SAMSUNG CHIP WHITE BODY 6400K | 50W LED Floodlight SMD SAMSUNG CHIP White Body 6400K | 80 | 50 | 6400 | 80
L_725 | V-TAC EUROPE | 50W LED FLOODLIGHT SMD SAMSUNG CHIP WHITE BODY 4000K | 50W LED Floodlight SMD SAMSUNG CHIP White Body 4000K | 80 | 50 | 4000 | 80
L_726 | V-TAC EUROPE | 50W LED FLOODLIGHT SMD SAMSUNG CHIP WHITE BODY 3000K | 50W LED Floodlight SMD SAMSUNG CHIP White Body 3000K | 80 | 50 | 3000 | 80
L_727 | V-TAC EUROPE | 50W LED FLOODLIGHT SMD SAMSUNG CHIP BLACK BODY 6400K | 50W LED Floodlight SMD SAMSUNG CHIP Black Body 6400K | 80 | 50 | 6400 | 80
L_728 | V-TAC EUROPE | 50W LED FLOODLIGHT SMD SAMSUNG CHIP BLACK BODY 4000K | 50W LED Floodlight SMD SAMSUNG CHIP Black Body 4000K | 80 | 50 | 4000 | 80
L_729 | V-TAC EUROPE | 50W LED FLOODLIGHT SMD SAMSUNG CHIP BLACK BODY 3000K | 50W LED Floodlight SMD SAMSUNG CHIP Black Body 3000K | 80 | 50 | 3000 | 80
L_730 | V-TAC EUROPE | 30W LED FLOODLIGHT SMD SAMSUNG CHIP WHITE BODY 6400K | 30W LED Floodlight SMD SAMSUNG CHIP White Body 6400K | 80 | 30 | 6400 | 80
L_731 | V-TAC EUROPE | 30W LED FLOODLIGHT SMD SAMSUNG CHIP WHITE BODY 3000K | 30W LED Floodlight SMD SAMSUNG CHIP White Body 3000K | 80 | 30 | 3000 | 80
L_732 | V-TAC EUROPE | 30W LED FLOODLIGHT SMD SAMSUNG CHIP BLACK BODY 6400K | 30W LED Floodlight SMD SAMSUNG CHIP Black Body 6400K | 80 | 30 | 6400 | 80
L_733 | V-TAC EUROPE | 30W LED FLOODLIGHT SMD SAMSUNG CHIP BLACK BODY 4000K | 30W LED Floodlight SMD SAMSUNG CHIP Black Body 4000K | 80 | 30 | 4000 | 80
L_734 | V-TAC EUROPE | 30W LED FLOODLIGHT SMD SAMSUNG CHIP BLACK BODY 3000K | 30W LED Floodlight SMD SAMSUNG CHIP Black Body 3000K | 80 | 30 | 3000 | 80
L_735 | V-TAC EUROPE | LED BULB- SAMSUNG CHIP 5.5W E14 P45 PLASTIC 6400K | LED Bulb- SAMSUNG CHIP 5.5W E14 P45 Plastic 6400K | 85 | 6 | 6400 | 80
L_736 | V-TAC EUROPE | LED BULB- SAMSUNG CHIP 5.5W E14 P45 PLASTIC 4000K | LED Bulb- SAMSUNG CHIP 5.5W E14 P45 Plastic 4000K | 85 | 6 | 4000 | 80
L_737 | V-TAC EUROPE | LED BULB- SAMSUNG CHIP 5.5W E14 P45 PLASTIC 3000K | LED Bulb- SAMSUNG CHIP 5.5W E14 P45 Plastic 3000K | 85 | 6 | 3000 | 80
L_738 | V-TAC EUROPE | LED BULB- SAMSUNG CHIP 5.5W E14 PLASTIC CANDLE 6400K | LED Bulb- SAMSUNG CHIP 5.5W E14 Plastic Candle 6400K | 85 | 6 | 6400 | 80
L_739 | V-TAC EUROPE | LED BULB- SAMSUNG CHIP 5.5W E14 PLASTIC CANDLE 4000K | LED Bulb- SAMSUNG CHIP 5.5W E14 Plastic Candle 4000K | 85 | 6 | 4000 | 80
L_740 | V-TAC EUROPE | LED BULB- SAMSUNG CHIP 5.5W E14 PLASTIC CANDLE 3000K | LED Bulb- SAMSUNG CHIP 5.5W E14 Plastic Candle 3000K | 85 | 6 | 3000 | 80
L_741 | V-TAC EUROPE | LED BULB- SAMSUNG CHIP 5.5W E27 G45 PLASTIC 6400K | LED Bulb- SAMSUNG CHIP 5.5W E27 G45 Plastic 6400K | 85 | 6 | 6400 | 80
L_742 | V-TAC EUROPE | LED BULB- SAMSUNG CHIP 5.5W E27 G45 PLASTIC 4000K | LED Bulb- SAMSUNG CHIP 5.5W E27 G45 Plastic 4000K | 85 | 6 | 4000 | 80
L_743 | V-TAC EUROPE | LED BULB- SAMSUNG CHIP 5.5W E27 G45 PLASTIC 3000K | LED Bulb- SAMSUNG CHIP 5.5W E27 G45 Plastic 3000K | 17 | 1521 | 80 | 80
L_744 | V-TAC EUROPE | LED BULB- SAMSUNG CHIP 17W E27 A65 PLASTIC 3000K | LED Bulb- SAMSUNG CHIP 17W E27 A65 Plastic 3000K | 17 | 1521 | 80 | 80
L_745 | V-TAC EUROPE | LED BULB- SAMSUNG CHIP 17W E27 A65 PLASTIC 3000K | LED Bulb- SAMSUNG CHIP 17W E27 A65 Plastic 3000K | 15 | 1250 | 80 | 80
L_746 | V-TAC EUROPE | LED BULB- SAMSUNG CHIP 15W E27 A65 PLASTIC 6400K | LED Bulb- SAMSUNG CHIP 15W E27 A65 Plastic 6400K | 15 | 1250 | 80 | 80
L_747 | V-TAC EUROPE | LED BULB- SAMSUNG CHIP 15W E27 A65 PLASTIC 4000K | LED Bulb- SAMSUNG CHIP 15W E27 A65 Plastic 4000K | 15 | 1250 | 80 | 80
L_748 | V-TAC EUROPE | LED BULB- SAMSUNG CHIP 15W E27 A65 PLASTIC 3000K | LED Bulb- SAMSUNG CHIP 15W E27 A65 Plastic 3000K | 11 | 975 | 80 | 80
L_749 | V-TAC EUROPE | LED BULB- SAMSUNG CHIP 11W E27 A58 PLASTIC 6400K | LED Bulb- SAMSUNG CHIP 11W E27 A58 Plastic 6400K | 11 | 975 | 80 | 80
L_750 | V-TAC EUROPE | LED BULB- SAMSUNG CHIP 11W E27 A58 PLASTIC 4000K | LED Bulb- SAMSUNG CHIP 11W E27 A58 Plastic 4000K | 11 | 975 | 80 | 80
L_751 | V-TAC EUROPE | LED BULB- SAMSUNG CHIP 11W E27 A58 PLASTIC 3000K | LED Bulb- SAMSUNG CHIP 11W E27 A58 Plastic 3000K | 9 | 725 | 80 | 80
L_752 | V-TAC EUROPE | LED BULB- SAMSUNG CHIP 9W E27 A58 PLASTIC 6400K | LED Bulb- SAMSUNG CHIP 9W E27 A58 Plastic 6400K | 9 | 725 | 80 | 80
L_753 | V-TAC EUROPE | LED BULB- SAMSUNG CHIP 9W E27 A58 PLASTIC 4000K | LED Bulb- SAMSUNG CHIP 9W E27 A58 Plastic 4000K | 9 | 725 | 80 | 80
L_754 | V-TAC EUROPE | LED BULB- SAMSUNG CHIP 9W E27 A58 PLASTIC 3000K | LED Bulb- SAMSUNG CHIP 9W E27 A58 Plastic 3000K | 9 | 725 | 80 | 80
L_755 | BRILLIANT | FAIR LED INTEGR., 4 X 4W, CEILING | Fair LED integr., 4 x 4W, ceiling | 80 | 16 | 1280 | 3000
L_756 | BRILLIANT | LIQUID LED INTEGR., 5 X 7,5W, SUSPENDED | Liquid LED integr., 5 x 7,5W, suspended | 107 | 38 | 4000 | 3000
L_757 | BRILLIANT | TUBE LED INTEGR, 1 X 30.00W, FLOOR LAMP | Tube LED integr, 1 x 30.00W, floor lamp | 93 | 30 | 2790 | 3000
L_758 | BRILLIANT | SHISO LED INTEGR., 1 X 7W, OUTDOOR, WALL | Shiso LED integr., 1 x 7W, outdoor, wall | 90 | 7 | 630 | 3000
L_759 | STAR-LIGHT | LED STAR-LIGHT 12W E27 3000K | Bec LED Star-Light, 12W, E27, lumina calda, 3000K | 92 | 12 | 1100 | 3000
L_760 | STAR-LIGHT | LED STAR-LIGHT 15W E27 4500K | Bec LED Star-Light, 15W, E27, lumina rece, 4500K | 93 | 15 | 1400 | 4500
L_761 | ZHONGSHAN LONGSEN OPTOELECTRONICS TECHNOLOGY | LED PANEL LIGHT LS-MSP-36W | Power: 36W LED QTY: 180PCS Volt: 85 ~ 268VAC Hz: 50 ~ 60 Lux: 90-110lm/W Chips: SMD2835 CCT: 2700-7001k Material: AL WHITE CORNER | 85 | 36 | 3060 | 3000 | 80
L_762 | ZHONGSHAN LONGSEN OPTOELECTRONICS TECHNOLOGY | LS-LD-SMD*50W (DZJ-50W) | Power: 50W Volt: 85-265VAC Hz: 50 ~ 60 Chips: SMD5730 Actual output Lux: 80-85lm/w Warranty: 2 years Ra: 70-90 Power Factor: .90 Materail : AL+TG IP rate : 65 | 85 | 50 | 4250 | 3000 | 80
L_763 | GE LIGHTING | GE93031411 LED GU10 4.5W/840 35° 390LM 1/8 | Product Code 93031411 Bulb Shape Reflector Bulb Finish White Bulb Diameter [mm] 50.2 Nominal Length [mm] 53.7 Net weight per piece [g] 30 Brand GE BX Cap/Base GU10Colour consistency 6 steps Nominal beam angle [°] 35 Nominal center beam candlepower (CBCP) [cd] 800 Weighted energy consumption [kWh/1000h] 4.5 Nominal useful lumens [lm] 365 Useful lumens (at 90° cone) [lm] 365 Energy efficiency class (EEC) A+ Rated life L70/B50 [h] 12000 Nominal correlated colour temperature (CCT) [K]] 4000 Nominal lumens [lm] 390 Colour Rendering Index (CRI) [Ra] 86 | 86 | 8 | 390 | 3000 | 86
L_764 | GE LIGHTING | GE93031411 LED GU10 4.5W/840 35° 390LM 1/8 | Product Code 93031411 Bulb Shape Reflector Bulb Finish White Bulb Diameter [mm] 50.2 Nominal Length [mm] 53.7 Net weight per piece [g] 30 Brand GE BX Cap/Base GU10Colour consistency 6 steps Nominal beam angle [°] 35 Nominal center beam candlepower (CBCP) [cd] 800 Weighted energy consumption [kWh/1000h] 4.5 Nominal useful lumens [lm] 365 Useful lumens (at 90° cone) [lm] 365 Energy efficiency class (EEC) A+ Rated life L70/B50 [h] 12000 Nominal correlated colour temperature (CCT) [K]] 4000 Nominal lumens [lm] 390 Colour Rendering Index (CRI) [Ra] 86 | 86 | 5 | 390 | 3000 | 86
L_765 | GE LIGHTING | GE93031411 LED GU10 4.5W/840 35° 390LM 1/8 | Product Code 93031411 Bulb Shape Reflector Bulb Finish White Bulb Diameter [mm] 50.2 Nominal Length [mm] 53.7 Net weight per piece [g] 30 Brand GE BX Cap/Base GU10Colour consistency 6 steps Nominal beam angle [°] 35 Nominal center beam candlepower (CBCP) [cd] 800 Weighted energy consumption [kWh/1000h] 4.5 Nominal useful lumens [lm] 365 Useful lumens (at 90° cone) [lm] 365 Energy efficiency class (EEC) A+ Rated life L70/B50 [h] 12000 Nominal correlated colour temperature (CCT) [K]] 4000 Nominal lumens [lm] 390 Colour Rendering Index (CRI) [Ra] 86 | 86 | 3 | 390 | 3000 | 86
L_766 | GE LIGHTING | GLU250/T/40 MIH | Product Code 22453 Bulb Shape Tubular Bulb Finish Clear Regulatory comment Product only available outside the EU. Maximum Overall Length [mm] 260 Light Center Length [mm] 158 Net weight per piece [g] 153 Gross weight per piece [g] 192 Operating position U - Universal Mercury Content [mg] 16.434 Brand General Electric (GE) Cap/Base E40Rated Lumens [lm] 28750 Weighted energy consumption [kWh/1000h] 276.78 Nominal efficacy [LpW] 110 Rated efficacy [LpW] 114.3 Energy efficiency class (EEC) A+ Nominal correlated colour temperature (CCT) [K]] 2000 Nominal lumens [lm] 27500 Colour Rendering Index (CRI) [Ra] 25 | 110 | 50 | 2750 | 2000 | 20
L_767 | BRILLIANT | CINTA LED, G9, 5 X 3,5W, | Cinta LED, G9, 5 x 3,5W, ceiling | 0 | 91 | 18 | 1600 | 3000
L_768 | BRILLIANT | SHOOT LED G9 9X3W, SUPSPENDED | Shoot LED G9 9x3W, supspended | 0 | 86 | 27 | 2340 | 3000
L_769 | BRILLIANT | VENUS LED INTEGR, 1 X 42W, SUSPENDED | Venus LED integr, 1 x 42W, suspended | 0 | 84 | 42 | 3540 | 3000
L_770 | BRILLIANT | PHILO LED, E14, 4 X 3W | Philo LED, E14, 4 x 3W, ceiling | 0 | 83 | 12 | 1000 | 3000
L_771 | BRILLIANT | SMOOTH LED INTEGR., 1 X 46W, SUSPENDED | Smooth LED integr., 1 x 46W, suspended | 0 | 80 | 30 | 3700 | 3000
L_772 | BRILLIANT | DAJANA LED INTEGR., 5 X 5W , CEILING | Dajana LED integr., 5 x 5W , ceiling | 0 | 80 | 25 | 2000 | 3000
L_773 | BRILLIANT | VULKAN LED INTEGR., 1 X 25W, CEILING | Vulkan LED integr., 1 x 25W, ceiling | 0 | 117 | 25 | 2940 | 3000
L_774 | BRILLIANT | SAILINGLED INTEGR., 5 X 6W, SUSPENDED | SailingLED integr., 5 x 6W, suspended | 0 | 100 | 30 | 3000 | 3000
L_775 | BRILLIANT | SHISO LED INTEGR., 1 X 7W, OUTDOOR BOLLARD | Shiso LED integr., 1 x 7W, outdoor bollard | 0 | 90 | 7 | 630 | 3000
L_776 | BRILLIANT | FALKO LED INTEGR., 1 X 24W, CEILING | Falko LED integr., 1 x 24W, ceiling | 0 | 88 | 24 | 2105 | 3000
L_777 | BRILLIANT | VULCANO LED G9 4X3W, SUSPENDED | Vulcano LED G9 4x3W, suspended | 0 | 87 | 12 | 1040 | 3000
L_778 | BRILLIANT | JARNO LED INTEGR., 1 X 18W, CEILING | Jarno LED integr., 1 x 18W, ceiling | 0 | 82 | 18 | 1470 | 3000
L_779 | BRILLIANT | KATALINA LED INTEGR., 1 X 18W, CEILING | Katalina LED integr., 1 x 18W, ceiling | 0 | 82 | 18 | 1470 | 3000
L_780 | BRILLIANT | TANIEL LED INTEGR., 1 X 5W | Taniel LED integr., 1 x 5W, ceiling spot | 0 | 80 | 5 | 400 | 3000
L_781 | BRILLIANT | SMOOTH LED INTEGR., 1 X 30W, SUSPENDED | Smooth LED integr., 1 x 30W, suspended | 0 | 80 | 30 | 2400 | 3000